{"text_format":"1","workbook":"xlsx","n_sheets":3,"sheets":["Description","Calculator","Resultat"],"not_rendered":{"charts":0,"images":8,"macros":1,"external_links":0,"defined_names":37,"comments":1,"pivot_tables":0},"unopened":[],"bounds":{"document_bytes":16777216,"sheet_cells":100000,"rows_first":2000,"rows_last":500,"rows_between":2000,"halvings":0,"cell_chars":16384,"cell_head_chars":4096},"cells_cut":0,"cells_raw":0,"read":"whole","date_system":"1900"}

{"sheet":"Description","index":0,"n_rows":57,"n_cols":6,"rows_kept":57,"cut":false,"hidden":true,"merged":[]}
["Romain Leyh"]
[3742232000]
[]
["Het model berekend de kosten van zuivering voor verschillende zuivering apparaten."]
["Het model is gebaseerd op de WaterStroommodel output en een paar extra input"]
[]
["Keuze voor programmen:"]
["Voor de zuivering alleen wordt de goedkoopste optie gehouden"]
["De kosten van onderhoud zijn op stroombasis berekend"]
["Het is mogelijk de wer te versenellen met een instelling stap afhangelijk van de telers gegevens"]
[]
["Notulen"]
["The description of the pollution must be based on comprehensible criteria for the cultivator"]
[]
[]
[]
[]
[]
[]
[]
["Legenda"]
[null,"info teler",null,null,null,"voorwerk van WUR e/o KWR"]
[null,"info uit Waterstromen",null,null,null,"berekende kosten"]
[null,"info van toeleveranciers",null,null,null,"output voor teler"]
[]
[]
[]
["TO DO 21/7"]
[]
[null,"Tables of inputs for the ontsmetters"]
[null,"Table of price for installation extention"]
[null,"Macro determination of the installation cost for an extended installation"]
[null,"Macro determination best quipment for a combined use"]
[null,"(Macro of the desinfection solution alone)"]
[]
["TO DO 28/8"]
[null,"Userform et Macro"]
[null,"Tables des  flux"]
[null,"Table des couts"]
[null,"Macro for the container calculation"]
[null,"Fil the new inputs"]
[null,"User guide to fill new companies"]
[null,"Test"]
[]
["User guide to fill new companies"]
[null,"Create a new input space for the company following the example"]
[null,"Create a new space in the outputs and calculation tables , copy the formules from the last column of the output table, copy the formules forn the column z for the calacuation table"]
[null,"Check each formules on the first column of the box"]
[null,"Copy the formule from the first column to the rest of the box"]
[null,"Change the range in the macro where there is a comment containing a ***"]
[null,"Test"]
[]
["Test"]
[null,"Surface"]
[null,"Drain and Riool Buffer"]
[null,"With and without extra buffer"]
[null,"with existing installation from a comapny"]

{"sheet":"Calculator","index":1,"n_rows":8865,"n_cols":44,"rows_kept":2250,"cut":true,"hidden":false,"merged":[[23,4,23,8],[23,10,23,15],[24,10,24,16],[23,17,23,23],[23,25,23,31],[23,33,23,36],[23,38,23,42],[24,38,24,43],[100,35,100,36],[100,18,100,20],[85,12,85,13],[85,14,85,15],[85,16,85,17],[83,12,83,13],[83,14,83,15],[83,16,83,17],[85,6,85,7],[83,8,83,9],[84,8,84,9],[85,8,85,9],[84,12,84,13],[84,14,84,15],[84,16,84,17],[81,12,81,13],[83,1,83,2],[84,1,84,2],[85,1,85,2],[85,10,85,11],[81,1,81,2],[36,1,36,2],[37,1,37,2],[38,1,38,2],[39,1,39,2],[79,1,79,3],[63,1,63,2],[64,1,64,2],[74,1,74,2],[76,1,76,2],[68,1,68,2],[70,1,70,2],[80,1,80,2],[82,1,82,2],[67,1,67,3],[73,1,73,3],[72,1,72,3],[72,6,72,7],[73,6,73,7],[75,1,75,2],[98,1,98,2],[89,1,89,2],[92,1,92,2],[93,1,93,2],[94,1,94,2],[95,1,95,2],[100,8,100,16],[100,2,100,6],[84,10,84,11],[84,6,84,7],[96,1,96,2],[97,1,97,2],[90,1,90,2],[91,1,91,2],[88,1,88,2],[85,4,85,5],[72,16,72,17],[73,12,73,13],[73,14,73,15],[73,16,73,17],[74,12,74,13],[74,14,74,15],[74,16,74,17],[81,14,81,15],[81,16,81,17],[78,12,78,13],[80,16,80,17],[80,14,80,15],[80,12,80,13],[79,16,79,17],[79,14,79,15],[79,12,79,13],[78,16,78,17],[76,16,76,17],[76,14,76,15],[76,12,76,13],[72,12,72,13],[72,14,72,15],[77,1,77,2],[79,6,79,7],[82,6,82,7],[47,38,47,43],[48,38,48,43],[62,1,62,2],[47,25,47,32],[47,17,47,24],[48,17,48,24],[48,25,48,32],[59,1,59,2],[60,1,60,2],[53,1,53,2],[48,10,48,16],[47,10,47,16],[47,4,47,9],[48,4,48,9],[56,1,56,2],[57,1,57,2],[58,1,58,2],[76,10,76,11],[74,10,74,11],[73,10,73,11],[72,10,72,11],[3,1,3,3],[8,1,8,3],[55,1,55,2],[23,1,23,3],[24,1,24,3],[49,1,49,2],[50,1,50,2],[51,1,51,2],[54,1,54,2],[31,1,31,2],[47,1,47,3],[48,1,48,3],[27,1,27,2],[29,1,29,2],[30,1,30,2],[28,1,28,2],[32,1,32,2],[34,1,34,2],[35,1,35,2],[76,8,76,9],[74,8,74,9],[73,8,73,9],[72,8,72,9],[24,33,24,37],[77,6,77,7],[77,8,77,9],[77,10,77,11],[77,12,77,13],[77,14,77,15],[77,16,77,17],[75,6,75,7],[75,8,75,9],[75,10,75,11],[75,12,75,13],[75,14,75,15],[75,16,75,17],[24,4,24,9],[24,25,24,32],[24,17,24,24],[47,33,47,37],[48,33,48,37],[74,6,74,7],[76,6,76,7],[81,4,81,5],[82,4,82,5],[83,4,83,5],[84,4,84,5],[82,8,82,9],[81,8,81,9],[80,8,80,9],[79,8,79,9],[78,8,78,9],[82,16,82,17],[82,14,82,15],[82,12,82,13],[78,6,78,7],[80,6,80,7],[81,6,81,7],[78,14,78,15],[83,10,83,11],[83,6,83,7],[80,10,80,11],[81,10,81,11],[82,10,82,11],[78,10,78,11],[79,10,79,11],[72,4,72,5],[73,4,73,5],[74,4,74,5],[75,4,75,5],[76,4,76,5],[77,4,77,5],[78,4,78,5],[79,4,79,5],[80,4,80,5]],"bounds":{"rows_first":1000,"rows_last":250,"rows_between":1000,"halvings":1}}
[]
[]
[null,"1. Inputs"]
[null,"Systeem Inputs"]
[null,"Oppervlak","ha",1]
[null,"Rioolbuffer","m3",25]
[null,"Rioolaansluiting","m3/u/ha",0.5]
[null,"Drainbuffer","m3",50]
[null,"Financiele inputs"]
[null,"Kosten elektriciteit","€/kWh",7.0000000000000007E-2]
[null,"afschrijvingtermijn ","Jaren",10]
[null,"leenrente","% €/€",7]
[]
[]
[]
[null,"2. Apparaten Beschrijving"]
[null,"voorfilters"]
[null,"Optimum","m3/uur/ha"]
[null,"filters maat","µm"]
[null,"Spoelfrequency","keren/uur"]
[null,"Spoeldebiet","m3/uur"]
[null,"Prijs","€"]
[]
[null,"Ontsmetting apparaat",null,null,"Agrozone",null,null,null,null,0,"Enthoven Techniek ",null,null,null,null,null,0,"HortiMaX",null,null,null,null,null,null,0,"WaterIQ",null,null,null,null,null,null,0,"Priva",null,null,null,0,"WaterQ",null,null,null,null,0]
[null,"Techniek",null,null,"ozon",null,null,null,null,null,"H2O2+UV",null,null,null,null,null,null,"H2O2+UV",null,null,null,null,null,null,null,"H2O2+ozon+katalysator",null,null,null,null,null,null,null,"H2O2 + UV",null,null,null,null,"H2O2 + UV"]
[null,"Footprint installatie",null,"m2",1.2,1.8,2.8,3.2,4,5.5]
[null,"Capaciteit",null,"m3/uur",2.8,4.8,12,16,24,40,2.2000000000000002,3,4.5,6,8.9,11.9,14.9,"n.v.t.","n.v.t.","n.v.t.","n.v.t.","n.v.t.","n.v.t.","n.v.t.","n.v.t.",1.5,2.5,4.5,7,15,25,50,75,null,null,null,null,null,"n.v.t.","n.v.t.","n.v.t.","n.v.t.","n.v.t.","n.v.t."]
[null,"Prijs (investering)",null,"€",29870,36330,74964,83009,98079,120439,20900,25500,31750,36750,44250,51750,59250,null,null,null,null,null,null,null,null,19950,24950,50500,68500,79500,99950,179500,259950]
[null,"Prijs (investering)",null,"k€",{"$f":"E28/1000","v":29.87},36.33,74.963999999999999,83.009,98.078999999999994,120.43899999999999,20.9,25.5,31.75,36.75,44.25,51.75,59.25,null,null,null,null,null,null,null,null,{"$f":"Z28/1000","v":19.95},24.95,50.5,68.5,79.5,99.95,179.5,259.95]
[null,"Elektriciteit",null,"kW.h/m3",0.63,0.5,0.47,0.47,0.37,0.35,1.4,1.3,1,1,0.9,0.8,0.7,null,null,null,null,null,null,null,null,0.44,0.33,0.22,0.18,0.16,0.15,0.15,0.14000000000000001,3.6,10.199999999999999,2.9,2.7,2.6]
[null,"Gebruikskosten (H2O2, zuur, etc.)",null,"€/m3",0,0,0,0,0,0,0.06,0.06,0.06,0.06,0.06,0.06,0.06,null,null,null,null,null,null,null,null,0.03,0.03,0.03,0.03,0.03,0.03,0.03,0.03,0.4,0.18,0.4,0.4,0.4]
[null,"Onderhoud",null,"€/jaar",1500,1500,2400,2800,3250,4320,1190,1317,1479,1602,1988,2317,2577,null,null,null,null,null,null,null,null,1000,1200,1375,1375,1175,1172,3500,5250,32.699999999999996,47.96,26.16,23.98,21.8]
[null,"nodige buffer",null,"m3"]
[null,"buffer prijs",null,"€"]
[null,"Recirculatie voldoende"]
[null,"Combinatie voldoende"]
[null,"TOC",null,"mg/l"]
[null,"Redox",null,"mV/l"]
[null,"licht remmer",null,"% AR"]
[null,"bio",null,"nm"]
[]
[]
[]
[]
[]
[]
[]
[null,"Zuivering apparaat",null,null,"Agrozone",null,null,null,null,null,"Enthoven Techniek ",null,null,null,null,null,null,"HortiMaX",null,null,null,null,null,null,null,"WaterIQ",null,null,null,null,null,null,null,"Priva",null,null,null,null,"WaterQ"]
[null,"Techniek",null,null,"ozon",null,null,null,null,null,"H2O2+UV",null,null,null,null,null,null,"H2O2+UV",null,null,null,null,null,null,null,"H2O2+ozon+katalysator",null,null,null,null,null,null,null,"H2O2 + UV",null,null,null,null,"H2O2 + UV"]
[null,"Footprint installatie",null,"m2",1.2,1.8,2.8,3.2,4,5.5,3.84,3.84,3.84,3.84,4.08,6.08,6.08,1.44,1.44,1.44,1.44,1.44,2.16,2.16,2.16,1.7,2.5,3.6,4.3,6.1,8.9,13.2,21.6,3.25,3.28,3.25,4.0599999999999996,4.0599999999999996,2.25,2.25,2.25,2.25,3.15,3.15]
[null,"Capaciteit",null,"m3/uur",0.7,1.2,3,4,6,10,0.53,0.7,1.05,1.4,2.1,2.8,3.5,0.4,0.8,1.2,1.6,2.4,3.2,4.8,6.4,0.48,0.6,1.5,2.5,5,10,20,30,0.75,1.25,1.5,2.25,3,"0.75","1.5","2.25",3,"3.75","4.5"]
[null,"Prijs (investering)",null,"€",25995,32455,71089,79134,94204,116564,17900,22500,28750,33750,41250,48750,56250,14250,18500,22750,27000,35500,44000,61000,78000,19500,24500,49500,67500,78500,99000,179000,259000,17000,"-",22500,26000,29500,19725,22725,26725,29725,33725,36725]
[null,"Prijs (uitbreiden)",null,"€","n.v.t.","n.v.t.","n.v.t.","n.v.t.","n.v.t.","n.v.t.","n.v.t.","n.v.t.","n.v.t.","n.v.t.","n.v.t.","n.v.t.","n.v.t.","n.v.t.","n.v.t.","n.v.t.","n.v.t.","n.v.t.","n.v.t.","n.v.t.","n.v.t.",6550,7550,"n.v.t.","n.v.t.","n.v.t.","n.v.t.","n.v.t.","n.v.t.",9800,9800,9800,9800,9800]
[null,"Prijs (investering)",null,"k€",{"$f":"E52/1000","v":25.995000000000001},32.454999999999998,71.088999999999999,79.134,94.203999999999994,116.56399999999999,17.899999999999999,22.5,28.75,33.75,41.25,48.75,56.25,14.25,18.5,22.75,27,35.5,44,61,78,19.5,24.5,49.5,67.5,78.5,99,179,259,17,"-",22.5,26,29.5,19.725000000000001,22.725000000000001,26.725000000000001,29.725000000000001,33.725000000000001,36.725000000000001]
[null,"Elektriciteit",null,"kW.h/m3",2.5299999999999998,2,1.88,1.87,1.49,1.41,2.8,2.7,2.6,2.6,2.5,2.4,2.4,3.1,3.1,3.1,3.1,3.1,3.1,3.1,3.1,0.7,0.6,0.5,0.26,0.22,0.15,0.15,0.15,3.6,10.199999999999999,2.9,2.7,2.6,1.5,1.4,1.3,1.4,1.3,1.4]
[null,"Gebruikskosten (H2O2, zuur, etc.)",null,"€/m3",0,0,0,0,0,0,0.06,0.06,0.06,0.06,0.06,0.06,0.06,0.28999999999999998,0.28999999999999998,0.28999999999999998,0.28999999999999998,0.28999999999999998,0.28999999999999998,0.28999999999999998,0.28999999999999998,0.84,0.84,0.84,0.84,0.84,0.84,0.84,0.84,0.4,0.18,0.4,0.4,0.4,0.13,0.13,0.13,0.13,0.13,0.13]
[null,"Onderhoud",null,"€/jaar",1050,1150,2400,2800,3250,4300,1190,1317,1479,1602,1988,2317,2577,200,200,200,200,250,250,250,300,1000,1200,1375,1375,1750,1750,3500,5250,{"$f":"E71*0.15","v":36.449999999999996},{"$f":"$E$71*0.22","v":53.46},{"$f":"E71*0.12","v":29.16},{"$f":"E71*0.11","v":26.73},{"$f":"E71*0.1","v":24.3},1308,1760,2210,2662,3112,3563]
[null,"Zuivering buffer",null,"m3",25,0,0,0,0,0,25,25,0,0,0,0,0,25,25,0,0,0,0,0,0,25,25,0,0,0,0,0,0,25,0,0,0,0,25,0,0,0,0,0]
[null,"Zuivering buffer",null,"€",3400,0,0,0,0,0,3400,3400,0,0,0,0,0,3400,3400,0,0,0,0,0,0,3400,3400,0,0,0,0,0,0,3400,0,0,0,0,3400,0,0,0,0,0]
[null,"Rioolbuffer",null,"m3",0,0,0,0,0,0,0,0,0,0,0,0,0,0,0,0,0,0,0,0,0,0,0,0,0,0,0,0,0,0,0,0,0,0,0,0,0,0,0,0]
[null,"Rioolbuffer",null,"€",0,0,0,0,0,0,0,0,0,0,0,0,0,0,0,0,0,0,0,0,0,0,0,0,0,0,0,0,0,0,0,0,0,0,0,0,0,0,0,0]
[]
[null,"Buffers"]
[null,"Volume",null,"m3",10,25,51,73,113]
[null,"Prijs",null,"€",1453.5,3400,4679,5442,8880]
[]
[null,"3. Resultaat"]
[null,"stromen"]
[null,"Piek Zuivering behandeling",null,"m3/uur",{"$f":"AI104*Oppervlak","v":25}]
[null,"Volume hergebruik",null,"m3",{"$f":"C105*Oppervlak","v":2433}]
[null,"Volume lozing",null,"m3",{"$f":"$M$105*Oppervlak","v":243}]
[null,"beste oplossing per bedrijf"]
[null,"leverancier",null,null,"Waterson",null,"Agrozone",null,"Enthoven Techniek ",null,"HortiMaX",null,"WaterIQ",null,"Priva",null,"WaterQ"]
[null,"techniek",null,null,"H2O2 + UV",null,"Ozone",null,"H2O2 + UV",null,"H2O2 + UV",null,"H2O2+ozon+ katalysator",null,"H2O2 + UV",null,"H2O2 + UV"]
[null,"Zuivering capaciteit",null,"m3/uur","Maatwerk nodig",null,{"$f":"IF(G$86<=0,\"Maatwerk nodig\",IF(F88=1,\"n.v.t.\",HLOOKUP(G$86,$E$89:$AR$99,ROW($A2),FALSE)))","v":"Maatwerk nodig"},null,{"$f":"IF(I$86<=0,\"Maatwerk nodig\",IF(H88=1,\"n.v.t.\",HLOOKUP(I$86,$E$89:$AR$99,ROW($A2),FALSE)))","v":"Maatwerk nodig"},null,{"$f":"IF(K$86<=0,\"Maatwerk nodig\",IF(J88=1,\"n.v.t.\",HLOOKUP(K$86,$E$89:$AR$99,ROW($A2),FALSE)))","v":"Maatwerk nodig"},null,{"$f":"IF(M$86<=0,\"Maatwerk nodig\",IF(L88=1,\"n.v.t.\",HLOOKUP(M$86,$E$89:$AR$99,ROW($A2),FALSE)))","v":30},null,{"$f":"IF(O$86<=0,\"Maatwerk nodig\",IF(N88=1,\"n.v.t.\",HLOOKUP(O$86,$E$89:$AR$99,ROW($A2),FALSE)))","v":"Maatwerk nodig"},null,{"$f":"IF(Q$86<=0,\"Maatwerk nodig\",IF(P88=1,\"n.v.t.\",HLOOKUP(Q$86,$E$89:$AR$99,ROW($A2),FALSE)))","v":"Maatwerk nodig"}]
[null,"Ontsmetting capaciteit",null,"m3/uur",null,null,{"$f":"IF(G$86<=0,\"\",IF(F89=2,\"n.v.t.\",HLOOKUP(G$86,$E$89:$AR$99,ROW($A3),FALSE)))","v":""},null,{"$f":"IF(I$86<=0,\"\",IF(H89=2,\"n.v.t.\",HLOOKUP(I$86,$E$89:$AR$99,ROW($A3),FALSE)))","v":""},null,{"$f":"IF(K$86<=0,\"\",IF(J89=2,\"n.v.t.\",HLOOKUP(K$86,$E$89:$AR$99,ROW($A3),FALSE)))","v":""},null,{"$f":"IF(M$86<=0,\"\",IF(L89=2,\"n.v.t.\",HLOOKUP(M$86,$E$89:$AR$99,ROW($A3),FALSE)))","v":"n.v.t."},null,{"$f":"IF(O$86<=0,\"\",IF(N89=2,\"n.v.t.\",HLOOKUP(O$86,$E$89:$AR$99,ROW($A3),FALSE)))","v":""},null,{"$f":"IF(Q$86<=0,\"\",IF(P89=2,\"n.v.t.\",HLOOKUP(Q$86,$E$89:$AR$99,ROW($A3),FALSE)))","v":""}]
[null,"Nodige zuivering buffer",null,"m3","bij deze",null,{"$f":"IF(G$86<=0,\"bij deze\",IF($F$88=1,\"n.v.t.\",HLOOKUP(G$86,$E$89:$AR$99,ROW($A4),FALSE)))","v":"bij deze"},null,{"$f":"IF(I$86<=0,\"bij deze\",IF($F$88=1,\"n.v.t.\",HLOOKUP(I$86,$E$89:$AR$99,ROW($A4),FALSE)))","v":"bij deze"},null,{"$f":"IF(K$86<=0,\"bij deze\",IF($F$88=1,\"n.v.t.\",HLOOKUP(K$86,$E$89:$AR$99,ROW($A4),FALSE)))","v":"bij deze"},null,{"$f":"IF(M$86<=0,\"bij deze\",IF($F$88=1,\"n.v.t.\",HLOOKUP(M$86,$E$89:$AR$99,ROW($A4),FALSE)))","v":0},null,{"$f":"IF(O$86<=0,\"bij deze\",IF($F$88=1,\"n.v.t.\",HLOOKUP(O$86,$E$89:$AR$99,ROW($A4),FALSE)))","v":"bij deze"},null,{"$f":"IF(Q$86<=0,\"bij deze\",IF($F$88=1,\"n.v.t.\",HLOOKUP(Q$86,$E$89:$AR$99,ROW($A4),FALSE)))","v":"bij deze"}]
[null,"Nodige ontsmetting buffer",null,"m3",null,null,{"$f":"IF(G$86<=0,\"\",IF($F$88=2,\"n.v.t.\",HLOOKUP(G$86,$E$89:$AR$99,ROW($A5),FALSE)))","v":""},null,{"$f":"IF(I$86<=0,\"\",IF($F$88=2,\"n.v.t.\",HLOOKUP(I$86,$E$89:$AR$99,ROW($A5),FALSE)))","v":""},null,{"$f":"IF(K$86<=0,\"\",IF($F$88=2,\"n.v.t.\",HLOOKUP(K$86,$E$89:$AR$99,ROW($A5),FALSE)))","v":""},null,{"$f":"IF(M$86<=0,\"\",IF($F$88=2,\"n.v.t.\",HLOOKUP(M$86,$E$89:$AR$99,ROW($A5),FALSE)))","v":"n.v.t."},null,{"$f":"IF(O$86<=0,\"\",IF($F$88=2,\"n.v.t.\",HLOOKUP(O$86,$E$89:$AR$99,ROW($A5),FALSE)))","v":""},null,{"$f":"IF(Q$86<=0,\"\",IF($F$88=2,\"n.v.t.\",HLOOKUP(Q$86,$E$89:$AR$99,ROW($A5),FALSE)))","v":""}]
[null,"Eenmalige prijs te betalen",null,"k€","leverancier",null,{"$f":"IF(G$86<=0,\"leverancier\",HLOOKUP(G$86,$E$89:$AR$99,ROW($A6),FALSE)/1000)","v":"leverancier"},null,{"$f":"IF(I$86<=0,\"leverancier\",HLOOKUP(I$86,$E$89:$AR$99,ROW($A6),FALSE)/1000)","v":"leverancier"},null,{"$f":"IF(K$86<=0,\"leverancier\",HLOOKUP(K$86,$E$89:$AR$99,ROW($A6),FALSE)/1000)","v":"leverancier"},null,{"$f":"IF(M$86<=0,\"leverancier\",HLOOKUP(M$86,$E$89:$AR$99,ROW($A6),FALSE)/1000)","v":259},null,{"$f":"IF(O$86<=0,\"leverancier\",HLOOKUP(O$86,$E$89:$AR$99,ROW($A6),FALSE)/1000)","v":"leverancier"},null,{"$f":"IF(Q$86<=0,\"leverancier\",HLOOKUP(Q$86,$E$89:$AR$99,ROW($A6),FALSE)/1000)","v":"leverancier"}]
[null," jaarlijkse kosten"]
[null,"Afschrijving",null,"€",null,null,{"$f":"IF(G$86<=0,\"\",HLOOKUP(G$86,$E$89:$AR$99,ROW($A7),FALSE))","v":""},null,{"$f":"IF(I$86<=0,\"\",HLOOKUP(I$86,$E$89:$AR$99,ROW($A7),FALSE))","v":""},null,{"$f":"IF(K$86<=0,\"\",HLOOKUP(K$86,$E$89:$AR$99,ROW($A7),FALSE))","v":""},null,{"$f":"IF(M$86<=0,\"\",HLOOKUP(M$86,$E$89:$AR$99,ROW($A7),FALSE))","v":25900},null,{"$f":"IF(O$86<=0,\"\",HLOOKUP(O$86,$E$89:$AR$99,ROW($A7),FALSE))","v":""},null,{"$f":"IF(Q$86<=0,\"\",HLOOKUP(Q$86,$E$89:$AR$99,ROW($A7),FALSE))","v":""}]
[null,"Rente",null,"€",null,null,{"$f":"IF(G$86<=0,\"\",HLOOKUP(G$86,$E$89:$AR$99,ROW($A8),FALSE))","v":""},null,{"$f":"IF(I$86<=0,\"\",HLOOKUP(I$86,$E$89:$AR$99,ROW($A8),FALSE))","v":""},null,{"$f":"IF(K$86<=0,\"\",HLOOKUP(K$86,$E$89:$AR$99,ROW($A8),FALSE))","v":""},null,{"$f":"IF(M$86<=0,\"\",HLOOKUP(M$86,$E$89:$AR$99,ROW($A8),FALSE))","v":1813},null,{"$f":"IF(O$86<=0,\"\",HLOOKUP(O$86,$E$89:$AR$99,ROW($A8),FALSE))","v":""},null,{"$f":"IF(Q$86<=0,\"\",HLOOKUP(Q$86,$E$89:$AR$99,ROW($A8),FALSE))","v":""}]
[null,"Elektriciteit",null,"€",null,null,{"$f":"IF(G$86<=0,\"\",HLOOKUP(G$86,$E$89:$AR$99,ROW($A9),FALSE))","v":""},null,{"$f":"IF(I$86<=0,\"\",HLOOKUP(I$86,$E$89:$AR$99,ROW($A9),FALSE))","v":""},null,{"$f":"IF(K$86<=0,\"\",HLOOKUP(K$86,$E$89:$AR$99,ROW($A9),FALSE))","v":""},null,{"$f":"IF(M$86<=0,\"\",HLOOKUP(M$86,$E$89:$AR$99,ROW($A9),FALSE))","v":2.5514999999999999},null,{"$f":"IF(O$86<=0,\"\",HLOOKUP(O$86,$E$89:$AR$99,ROW($A9),FALSE))","v":""},null,{"$f":"IF(Q$86<=0,\"\",HLOOKUP(Q$86,$E$89:$AR$99,ROW($A9),FALSE))","v":""}]
[null,"Producten",null,"€",null,null,{"$f":"IF(G$86<=0,\"\",HLOOKUP(G$86,$E$89:$AR$99,ROW($A10),FALSE))","v":""},null,{"$f":"IF(I$86<=0,\"\",HLOOKUP(I$86,$E$89:$AR$99,ROW($A10),FALSE))","v":""},null,{"$f":"IF(K$86<=0,\"\",HLOOKUP(K$86,$E$89:$AR$99,ROW($A10),FALSE))","v":""},null,{"$f":"IF(M$86<=0,\"\",HLOOKUP(M$86,$E$89:$AR$99,ROW($A10),FALSE))","v":204.12},null,{"$f":"IF(O$86<=0,\"\",HLOOKUP(O$86,$E$89:$AR$99,ROW($A10),FALSE))","v":""},null,{"$f":"IF(Q$86<=0,\"\",HLOOKUP(Q$86,$E$89:$AR$99,ROW($A10),FALSE))","v":""}]
[null,"Onderhoud",null,"€",null,null,{"$f":"IF(G$86<=0,\"\",HLOOKUP(G$86,$E$89:$AR$99,ROW($A11),FALSE))","v":""},null,{"$f":"IF(I$86<=0,\"\",HLOOKUP(I$86,$E$89:$AR$99,ROW($A11),FALSE))","v":""},null,{"$f":"IF(K$86<=0,\"\",HLOOKUP(K$86,$E$89:$AR$99,ROW($A11),FALSE))","v":""},null,{"$f":"IF(M$86<=0,\"\",HLOOKUP(M$86,$E$89:$AR$99,ROW($A11),FALSE))","v":5250},null,{"$f":"IF(O$86<=0,\"\",HLOOKUP(O$86,$E$89:$AR$99,ROW($A11),FALSE))","v":""},null,{"$f":"IF(Q$86<=0,\"\",HLOOKUP(Q$86,$E$89:$AR$99,ROW($A11),FALSE))","v":""}]
[null,"Totaal per jaar",null,"€",null,null,{"$f":"MIN(E89:J89)","v":0},null,{"$f":"MIN(K89:Q89)","v":0},null,{"$f":"MIN(R89:Y89)","v":0},null,{"$f":"MIN(Z89:AG89)","v":33169.671499999997},null,{"$f":"MIN(AH89:AL89)","v":0},null,{"$f":"MIN(AM89:AR89)","v":0}]
[]
[null,"Belows this line, the row are hiden for the user",null,null,0,2]
[null,"Totaal",null,"€/jaar",{"$f":"IF($F$88=1,IF(OR(AND($E$88=0,E33<>0),E35=\"ERROR\"),\"-\",SUM(E95:E99)),IF($F$88=2,IF(OR(AND($E$88=1,OR(E59=\"geen oplossing gevonden\",E61=\"geen oplossing gevonden\")),AND($E$88=0,E51/$D$5<$AI$104)),\"-\",SUM(E95:E99)),IF($F$88=3,IF(OR(AND($E$88=1,OR(E59=\"geen oplossing gevonden\",E61=\"geen oplossing gevonden\",E34=\"geen oplossing gevonden\")),AND($E$88=0,OR(E51/$D$5<$AI$104,E33<>0)),E35=\"ERROR\",E36=\"ERROR\"),\"-\",SUM(E95:E99)),\"ERROR\")))","v":"-"},{"$f":"IF($F$88=1,IF(OR(AND($E$88=0,F33<>0),F35=\"ERROR\"),\"-\",SUM(F95:F99)),IF($F$88=2,IF(OR(AND($E$88=1,OR(F59=\"geen oplossing gevonden\",F61=\"geen oplossing gevonden\")),AND($E$88=0,F51/$D$5<$AI$104)),\"-\",SUM(F95:F99)),IF($F$88=3,IF(OR(AND($E$88=1,OR(F59=\"geen oplossing gevonden\",F61=\"geen oplossing gevonden\",F34=\"geen oplossing gevonden\")),AND($E$88=0,OR(F51/$D$5<$AI$104,F33<>0)),F35=\"ERROR\",F36=\"ERROR\"),\"-\",SUM(F95:F99)),\"ERROR\")))","v":"-"},"-","-","-","-","-","-","-","-","-","-","-",{"$f":"IF($F$88=1,\"-\",IF($F$88=2,IF(OR(AND($E$88=1,OR(R59=\"geen oplossing gevonden\",R61=\"geen oplossing gevonden\")),AND($E$88=0,R51/$D$5<$AI$104)),\"-\",SUM(R95:R99)),IF($F$88=3,\"-\",\"ERROR\")))","v":"-"},{"$f":"IF($F$88=1,\"-\",IF($F$88=2,IF(OR(AND($E$88=1,OR(S59=\"geen oplossing gevonden\",S61=\"geen oplossing gevonden\")),AND($E$88=0,S51/$D$5<$AI$104)),\"-\",SUM(S95:S99)),IF($F$88=3,\"-\",\"ERROR\")))","v":"-"},"-","-","-","-","-","-","-","-","-","-","-","-","-",{"$f":"IF($F$88=1,IF(OR(AND($E$88=0,AG33<>0),AG35=\"ERROR\"),\"-\",SUM(AG95:AG99)),IF($F$88=2,IF(OR(AND($E$88=1,OR(AG59=\"geen oplossing gevonden\",AG61=\"geen oplossing gevonden\")),AND($E$88=0,AG51/$D$5<$AI$104)),\"-\",SUM(AG95:AG99)),IF($F$88=3,IF(OR(AND($E$88=1,OR(AG59=\"geen oplossing gevonden\",AG61=\"geen oplossing gevonden\",AG34=\"geen oplossing gevonden\")),AND($E$88=0,OR(AG51/$D$5<$AI$104,AG33<>0)),AG35=\"ERROR\",AG36=\"ERROR\"),\"-\",SUM(AG95:AG99)),\"ERROR\")))","v":33169.671499999997},{"$f":"IF(OR($F$88=1,AND($F$88=3,$AL$24=0)),\"-\",IF(OR($F$88=2,AND($F$88=3,$AL$24=1)),IF(OR(AND($E$88=1,OR(AH59=\"geen oplossing gevonden\",AH61=\"geen oplossing gevonden\")),AND($E$88=0,AH51/$D$5<$AI$104)),\"-\",SUM(AH95:AH99)),\"ERROR\"))","v":"-"},{"$f":"IF(OR($F$88=1,$F$88=3,AND($F$88=2,$AL$24=0)),\"-\",IF(AND($F$88=2,$AL$24=1),IF(OR(AND($E$88=1,OR(AI59=\"geen oplossing gevonden\",AI61=\"geen oplossing gevonden\")),AND($E$88=0,AI51/$D$5<$AI$104)),\"-\",SUM(AI95:AI99)),\"ERROR\"))","v":"-"},{"$f":"IF(OR($F$88=1,AND($F$88=3,$AL$24=0)),\"-\",IF(OR($F$88=2,AND($F$88=3,$AL$24=1)),IF(OR(AND($E$88=1,OR(AJ59=\"geen oplossing gevonden\",AJ61=\"geen oplossing gevonden\")),AND($E$88=0,AJ51/$D$5<$AI$104)),\"-\",SUM(AJ95:AJ99)),\"ERROR\"))","v":"-"},"-","-",{"$f":"IF($F$88=1,\"-\",IF($F$88=2,IF(OR(AND($E$88=1,OR(AM59=\"geen oplossing gevonden\",AM61=\"geen oplossing gevonden\")),AND($E$88=0,AM51/$D$5<$AI$104)),\"-\",SUM(AM95:AM99)),IF($F$88=3,\"-\",\"ERROR\")))","v":"-"},"-","-","-","-","-"]
[null,"Zuivering Capaciteit",null,"m3/uur",{"$f":"IF($F$88=1,\"n.v.t.\",IF($F$88=2,E51,IF($F$88=3,E51,\"ERROR\")))","v":0.7},{"$f":"IF($F$88=1,\"n.v.t.\",IF($F$88=2,F51,IF($F$88=3,F51,\"ERROR\")))","v":1.2},3,4,6,10,0.53,0.7,1.05,1.4,2.1,2.8,3.5,0.4,0.8,1.2,1.6,2.4,3.2,4.8,{"$f":"IF($F$88=1,\"n.v.t.\",IF($F$88=2,Y51,IF($F$88=3,Y51,\"ERROR\")))","v":6.4},{"$f":"IF($F$88=1,\"n.v.t.\",IF($F$88=2,Z51,IF($F$88=3,Z51,\"ERROR\")))","v":0.48},0.6,1.5,2.5,5,10,20,30,0.75,{"$f":"IF($F$88=1,\"n.v.t.\",IF($F$88=2,AI51,IF($F$88=3,AI51,\"ERROR\")))","v":1.25},1.5,2.25,3,"0.75","1.5","2.25",3,"3.75","4.5"]
[null,"Ontsmetting Capaciteit",null,"m3/uur",{"$f":"IF($F$88=1,E27,IF($F$88=2,\"n.v.t.\",IF($F$88=3,E27,\"ERROR\")))","v":"n.v.t."},"n.v.t.","n.v.t.","n.v.t.","n.v.t.","n.v.t.","n.v.t.","n.v.t.","n.v.t.","n.v.t.","n.v.t.","n.v.t.","n.v.t.","n.v.t.","n.v.t.","n.v.t.","n.v.t.","n.v.t.","n.v.t.","n.v.t.","n.v.t.",{"$f":"IF($F$88=1,Z27,IF($F$88=2,\"n.v.t.\",IF($F$88=3,Z27,\"ERROR\")))","v":"n.v.t."},"n.v.t.","n.v.t.","n.v.t.","n.v.t.","n.v.t.","n.v.t.","n.v.t.","n.v.t.",{"$f":"IF($F$88=1,AI27,IF($F$88=2,\"n.v.t.\",IF($F$88=3,AI27,\"ERROR\")))","v":"n.v.t."},"n.v.t.","n.v.t.","n.v.t.","n.v.t.","n.v.t.","n.v.t.","n.v.t.","n.v.t.","n.v.t."]
[null,"Nodige zuivering buffer",null,"m3",{"$f":"IF($F$88=1,\"n.v.t.\",IF($F$88=2,E58,IF($F$88=3,E58,\"ERROR\")))","v":25},{"$f":"IF($F$88=1,\"n.v.t.\",IF($F$88=2,F58,IF($F$88=3,F58,\"ERROR\")))","v":0},0,0,0,0,25,25,0,0,0,0,0,25,25,0,0,0,0,0,0,25,25,0,0,0,0,0,0,25,{"$f":"IF($F$88=1,\"n.v.t.\",IF($F$88=2,AI58,IF($F$88=3,AI58,\"ERROR\")))","v":0},0,0,0,25,0,0,0,0,0]
[null,"Nodige ontsmetting buffer",null,"m3",{"$f":"IF($F$88=1,E33,IF($F$88=2,\"n.v.t.\",IF($F$88=3,E33,\"ERROR\")))","v":"n.v.t."},{"$f":"IF($F$88=1,F33,IF($F$88=2,\"n.v.t.\",IF($F$88=3,F33,\"ERROR\")))","v":"n.v.t."},"n.v.t.","n.v.t.","n.v.t.","n.v.t.","n.v.t.","n.v.t.","n.v.t.","n.v.t.","n.v.t.","n.v.t.","n.v.t.","n.v.t.","n.v.t.","n.v.t.","n.v.t.","n.v.t.","n.v.t.","n.v.t.","n.v.t.","n.v.t.","n.v.t.","n.v.t.","n.v.t.","n.v.t.","n.v.t.","n.v.t.","n.v.t.","n.v.t.",{"$f":"IF($F$88=1,AI33,IF($F$88=2,\"n.v.t.\",IF($F$88=3,AI33,\"ERROR\")))","v":"n.v.t."},"n.v.t.","n.v.t.","n.v.t.","n.v.t.","n.v.t.","n.v.t.","n.v.t.","n.v.t.","n.v.t."]
[null,"totale prijs",null,"€",{"$f":"IF($F$88=1,IF(OR(AND($E$88=0,E33<>0),E35=\"ERROR\"),\"-\",E28+E34),IF($F$88=2,IF(OR(AND($E$88=1,OR(E59=\"geen oplossing gevonden\",E61=\"geen oplossing gevonden\")),AND($E$88=0,E51/$D$5<$AI$104)),\"-\",E52+E59+E61),IF($F$88=3,IF(OR(AND($E$88=1,OR(E59=\"geen oplossing gevonden\",E61=\"geen oplossing gevonden\",E34=\"geen oplossing gevonden\")),AND($E$88=0,OR(E51/$D$5<$AI$104,E33<>0)),E35=\"ERROR\",E36=\"ERROR\"),\"-\",E28+E34+E59+E61),\"ERROR\")))","v":"-"},{"$f":"IF($F$88=1,IF(OR(AND($E$88=0,F33<>0),F35=\"ERROR\"),\"-\",F28+F34),IF($F$88=2,IF(OR(AND($E$88=1,OR(F59=\"geen oplossing gevonden\",F61=\"geen oplossing gevonden\")),AND($E$88=0,F51/$D$5<$AI$104)),\"-\",F52+F59+F61),IF($F$88=3,IF(OR(AND($E$88=1,OR(F59=\"geen oplossing gevonden\",F61=\"geen oplossing gevonden\",F34=\"geen oplossing gevonden\")),AND($E$88=0,OR(F51/$D$5<$AI$104,F33<>0)),F35=\"ERROR\",F36=\"ERROR\"),\"-\",F28+F34+F59+F61),\"ERROR\")))","v":"-"},"-","-","-","-","-","-","-","-","-","-","-",{"$f":"IF(OR($F$88=1,$F$88=3),\"-\",IF($F$88=2,IF(OR(AND($E$88=1,OR(R59=\"geen oplossing gevonden\",R61=\"geen oplossing gevonden\")),AND($E$88=0,R51/$D$5<$AI$104)),\"-\",R52+R59+R61),\"ERROR\"))","v":"-"},{"$f":"IF(OR($F$88=1,$F$88=3),\"-\",IF($F$88=2,IF(OR(AND($E$88=1,OR(S59=\"geen oplossing gevonden\",S61=\"geen oplossing gevonden\")),AND($E$88=0,S51/$D$5<$AI$104)),\"-\",S52+S59+S61),\"ERROR\"))","v":"-"},{"$f":"IF(OR($F$88=1,$F$88=3),\"-\",IF($F$88=2,IF(OR(AND($E$88=1,OR(T59=\"geen oplossing gevonden\",T61=\"geen oplossing gevonden\")),AND($E$88=0,T51/$D$5<$AI$104)),\"-\",T52+T59+T61),\"ERROR\"))","v":"-"},"-","-","-","-","-",{"$f":"IF($F$88=1,IF(OR(AND($E$88=0,Z33<>0),Z35=\"ERROR\"),\"-\",Z28+Z34),IF($F$88=2,IF(OR(AND($E$88=1,OR(Z59=\"geen oplossing gevonden\",Z61=\"geen oplossing gevonden\")),AND($E$88=0,Z51/$D$5<$AI$104)),\"-\",IF($AG$24=0,Z52,Z53)+Z59+Z61),IF($F$88=3,IF(OR(AND($E$88=1,OR(Z59=\"geen oplossing gevonden\",Z61=\"geen oplossing gevonden\",Z34=\"geen oplossing gevonden\")),AND($E$88=0,OR(Z51/$D$5<$AI$104,Z33<>0)),Z35=\"ERROR\",Z36=\"ERROR\"),\"-\",IF($AG$24=0,Z28,Z53)+Z34+Z59+Z61),\"ERROR\")))","v":"-"},{"$f":"IF($F$88=1,IF(OR(AND($E$88=0,AA33<>0),AA35=\"ERROR\"),\"-\",AA28+AA34),IF($F$88=2,IF(OR(AND($E$88=1,OR(AA59=\"geen oplossing gevonden\",AA61=\"geen oplossing gevonden\")),AND($E$88=0,AA51/$D$5<$AI$104)),\"-\",IF($AG$24=0,AA52,AA53)+AA59+AA61),IF($F$88=3,IF(OR(AND($E$88=1,OR(AA59=\"geen oplossing gevonden\",AA61=\"geen oplossing gevonden\",AA34=\"geen oplossing gevonden\")),AND($E$88=0,OR(AA51/$D$5<$AI$104,AA33<>0)),AA35=\"ERROR\",AA36=\"ERROR\"),\"-\",IF($AG$24=0,AA28,AA53)+AA34+AA59+AA61),\"ERROR\")))","v":"-"},{"$f":"IF($F$88=1,IF(OR(AND($E$88=0,AB33<>0),AB35=\"ERROR\"),\"-\",AB28+AB34),IF($F$88=2,IF(OR(AND($E$88=1,OR(AB59=\"geen oplossing gevonden\",AB61=\"geen oplossing gevonden\")),AND($E$88=0,AB51/$D$5<$AI$104)),\"-\",AB52+AB59+AB61),IF($F$88=3,IF(OR(AND($E$88=1,OR(AB59=\"geen oplossing gevonden\",AB61=\"geen oplossing gevonden\",AB34=\"geen oplossing gevonden\")),AND($E$88=0,OR(AB51/$D$5<$AI$104,AB33<>0)),AB35=\"ERROR\",AB36=\"ERROR\"),\"-\",AB28+AB34+AB59+AB61),\"ERROR\")))","v":"-"},"-","-","-","-",259000,{"$f":"IF(OR($F$88=1,AND($F$88=3,$AL$24=0)),\"-\",IF($F$88=2,IF(OR(AND($E$88=1,OR(AH59=\"geen oplossing gevonden\",AH61=\"geen oplossing gevonden\")),AND($E$88=0,AH51/$D$5<$AI$104)),\"-\",IF($AL$24=0,AH52,AH53)+AH59+AH61),IF(AND($F$88=3,$AL$24=1),IF(OR(AND($E$88=1,OR(AH59=\"geen oplossing gevonden\",AH61=\"geen oplossing gevonden\")),AND($E$88=0,AH51/$D$5<$AI$104)),\"-\",AH53+AH59+AH61),\"ERROR\")))","v":"-"},{"$f":"IF(OR($F$88=1,$F$88=3,AND($F$88=2,$AL$24=0)),\"-\",IF(AND($F$88=2,$AL$24=1),IF(OR(AND($E$88=1,OR(AI59=\"geen oplossing gevonden\",AI61=\"geen oplossing gevonden\")),AND($E$88=0,AI51/$D$5<$AI$104)),\"-\",AI53+AI59+AI61),\"ERROR\"))","v":"-"},{"$f":"IF(OR($F$88=1,AND($F$88=3,$AL$24=0)),\"-\",IF($F$88=2,IF(OR(AND($E$88=1,OR(AJ59=\"geen oplossing gevonden\",AJ61=\"geen oplossing gevonden\")),AND($E$88=0,AJ51/$D$5<$AI$104)),\"-\",IF($AL$24=0,AJ52,AJ53)+AJ59+AJ61),IF(AND($F$88=3,$AL$24=1),IF(OR(AND($E$88=1,OR(AJ59=\"geen oplossing gevonden\",AJ61=\"geen oplossing gevonden\")),AND($E$88=0,AJ51/$D$5<$AI$104)),\"-\",AJ53+AJ59+AJ61),\"ERROR\")))","v":"-"},"-","-",{"$f":"IF(OR($F$88=1,$F$88=3),\"-\",IF($F$88=2,IF(OR(AND($E$88=1,OR(AM59=\"geen oplossing gevonden\",AM61=\"geen oplossing gevonden\")),AND($E$88=0,AM51/$D$5<$AI$104)),\"-\",AM52+AM59+AM61),\"ERROR\"))","v":"-"},"-","-","-","-","-"]
[null,"Afschrijving",null,"€/jaar",{"$f":"IF(E94=\"-\",\"-\",E94/afschrijving)","v":"-"},"-","-","-","-","-","-","-","-","-","-","-","-","-","-","-","-","-","-","-","-","-","-","-","-","-","-","-",25900,"-","-","-","-","-","-","-","-","-","-","-"]
[null,"Rent",null,"€/jaar",{"$f":"IF(E95=\"-\",0,IF(E95>0,E95*$D$12*0.01,0))","v":0},{"$f":"IF(F95=\"-\",0,IF(F95>0,F95*$D$12*0.01,0))","v":0},0,0,0,0,0,0,0,0,0,0,0,0,0,0,0,0,0,0,0,0,0,0,0,0,0,0,1813,0,0,0,0,0,0,0,0,0,0,0]
[null,"Kracht",null,"€/jaar",{"$f":"IF($F$88=1,E30*$C$105,IF($F$88=2,E55*$M$105,IF($F$88=3,(E55*$M$105+E30*$C$105),\"ERROR\")))*KostElec*Oppervlak","v":43.035299999999999},{"$f":"IF($F$88=1,F30*$C$105,IF($F$88=2,F55*$M$105,IF($F$88=3,(F55*$M$105+F30*$C$105),\"ERROR\")))*KostElec*Oppervlak","v":34.020000000000003},31.9788,31.808700000000005,25.344900000000003,{"$f":"IF($F$88=1,J30*$C$105,IF($F$88=2,J55*$M$105,IF($F$88=3,(J55*$M$105+J30*$C$105),\"ERROR\")))*KostElec*Oppervlak","v":23.984100000000002},{"$f":"IF($F$88=1,K30*$C$105,IF($F$88=2,K55*$M$105,IF($F$88=3,(K55*$M$105+K30*$C$105),\"ERROR\")))*KostElec*Oppervlak","v":47.628},45.927000000000007,44.226000000000006,44.226000000000006,42.525000000000006,40.823999999999998,40.823999999999998,52.731000000000009,52.731000000000009,52.731000000000009,52.731000000000009,52.731000000000009,52.731000000000009,52.731000000000009,52.731000000000009,11.907,10.206,8.5050000000000008,4.4226000000000001,3.7422000000000004,2.5514999999999999,2.5514999999999999,2.5514999999999999,61.236000000000011,173.50200000000001,49.329000000000001,45.927000000000007,44.226000000000006,25.515000000000004,23.814,22.113000000000003,23.814,22.113000000000003,23.814]
[null,"Producten",null,"€/jaar",{"$f":"IF($F$88=1,E31*$C$105,IF($F$88=2,E56*$M$105,IF($F$88=3,(E56*$M$105+E31*$C$105),\"ERROR\")))*Oppervlak","v":0},{"$f":"IF($F$88=1,F31*$C$105*$D$5,IF($F$88=2,F56*$M$105*$D$5,IF($F$88=3,(F56*$M$105+F31*$C$105)*$D$5,\"ERROR\")))","v":0},0,0,0,0,14.58,14.58,14.58,14.58,14.58,14.58,14.58,70.47,70.47,70.47,70.47,70.47,70.47,70.47,70.47,204.12,204.12,204.12,204.12,204.12,204.12,204.12,204.12,97.2,43.739999999999995,97.2,97.2,97.2,31.59,31.59,31.59,31.59,31.59,31.59]
[null,"Onderhoud",null,"€/jaar",{"$f":"IF($F$88=1,E32,IF($F$88=2,E57,IF($F$88=3,E32,\"ERROR\")))","v":1050},{"$f":"IF($F$88=1,F32,IF($F$88=2,F57,IF($F$88=3,F32,\"ERROR\")))","v":1150},2400,2800,3250,4300,1190,1317,1479,1602,1988,2317,{"$f":"IF($F$88=1,Q32,IF($F$88=2,Q57,IF($F$88=3,Q32,\"ERROR\")))","v":2577},200,200,200,200,250,250,250,300,1000,1200,1375,1375,1750,1750,3500,5250,36.449999999999996,53.46,29.16,26.73,24.3,1308,1760,2210,2662,3112,3563]
[]
[null,null,"Ontsmetting",null,null,null,null,null,"Zuivering",null,null,null,null,null,null,null,null,108,"combinatie",null,null,{"$f":"VolDbuffer/Oppervlak","v":50},0.2,0.9,null,null,null,null,null,null,null,null,null,null,null,"WaterStroomModel"]
[null,"Datum","Drain water","Drain buffer","Ontsmetting","Schoonwater buffer","Drain Recycle","controol","LozingOpNa","LozingOverl","LozingFilter","LozingTeeltw","Lozing",null,"Zbuffer","Zuivering","Rbuffer","Riool","Drain buffer","Zbuffer","Gebruik","Ontsmetting/Zuivering","Rbuffer","Riool","Schoonwater buffer","controol",null,"Uur","Drain","DrainRecl","LozingOpNa","LozingOverl","LozingFilter","LozingTeeltw","Lozing","startteelt",135]
[null,"-","m3/d/ha","m3/ha","m3/d/ha","m3/ha","m3/d/ha","0-1","m3/d/ha","m3/d/ha","m3/d/ha","m3/d/ha","m3/d/ha",null,"m3/ha","m3/d/ha","m3/ha","m3/u/ha","m3/d/ha","m3/ha","m3/d/ha","m3/d/ha","m3/ha","m3/d/ha","m3/ha","0-1",null,"-","m3/u/ha","m3/u/ha","m3/u/ha","m3/u/ha","m3/u/ha","m3/u/ha","m3/u/ha","eindeteelt",207]
[null,"Max",{"$f":"MAX(C106:C8865)","v":21.603206778167142},{"$f":"MAX(D106:D8865)","v":2433.980784965298},{"$f":"MAX(E106:E8865)","v":0},0,21.488448889110686,1,10.215476864303881,0,1.7,25,{"$f":"MAX(M106:M8865)","v":25},null,25,25,25,12,{"$f":"MAX(S106:S8865)","v":2433.980784965298},243.45704460695495,null,{"$f":"MAX(V106:V8865)","v":0},{"$f":"MAX(W106:W8865)","v":0},{"$f":"MAX(X106:X8865)","v":0},{"$f":"MAX(Y106:Y8865)","v":0},{"$f":"MAX(Z106:Z8865)","v":1},null,null,{"$f":"MAX(AC106:AC8865)","v":2.91399600458714},2.91399600458714,2.8896221343936701,0,1,25,{"$f":"MAX(AI106:AI8865)","v":25}]
[null,"Sum",{"$f":"INT(SUM(C106:C8865))","v":2433},null,{"$f":"SUM(E106:E8865)","v":0},null,{"$f":"SUM(G106:G8865)","v":2265.5237403583424},311,105.45704460695509,0,25.499999999999993,112.5,{"$f":"INT(SUM(M106:M8865))","v":243},null,null,{"$f":"SUM(P106:P8865)","v":243.45704460695492},null,{"$f":"SUM(R106:R8865)","v":243.45704460695492},null,null,null,{"$f":"INT(SUM(V106:V8865))","v":0},{"$f":"SUM(W106:W8865)","v":0},{"$f":"SUM(X106:X8865)","v":0},{"$f":"SUM(Y106:Y8865)","v":0},{"$f":"SUM(Z106:Z8865)","v":311},null,null,{"$f":"SUM(AC106:AC8865)","v":2433.9807849652966},2265.5237403583401,105.45704460695505,0,25.499999999999993,112.5,243.45704460695492]
[null,1,{"$f":"SUM(AC106:AC129)","v":0},{"$f":"C106","v":0},{"$f":"IF($H$101>D106,D106,$H$101)","v":0},{"$f":"E106","v":0},{"$f":"SUM(AD106:AD129)","v":0},{"$f":"IF(INT(G106)*1>INT(F106),1,0)","v":0},{"$f":"SUM(AE106:AE129)","v":0},{"$f":"SUM(AF106:AF129)","v":0},{"$f":"SUM(AG106:AG129)","v":0},{"$f":"SUM(AH106:AH129)","v":25},{"$f":"SUM(I106:L106)","v":25},null,{"$f":"M106","v":25},{"$f":"IF(O106<$R$101,O106,$R$101)","v":25},{"$f":"P106","v":25},{"$f":"IF(Q106<$D$7*24*Oppervlak, Q106,$D$7*24*Oppervlak)","v":12},{"$f":"C106","v":0},{"$f":"M106","v":25},{"$f":"IF(S106>$W$101*$V$101,1,IF(T106>$X$101*$Z$101,2,0))","v":2},{"$f":"IF(U106=1,IF(S106>$Y$101,$Y$101,S106),IF(U106=2,IF(T106>$Z$101,$Z$101,T106),0))","v":0},{"$f":"IF(U106=2,V106,0)","v":0},{"$f":"IF(W106<$D$7*24*Oppervlak, W106,24*$D$7*Oppervlak)","v":0},{"$f":"IF(U106=1,V106,0)","v":0},{"$f":"IF(INT(G106)*1>INT(Y106),1,0)","v":0},null,1,0,0,0,0,0,25,{"$f":"SUM(AE106:AH106)","v":25}]
[null,{"$f":"B106+1","v":2},{"$f":"SUM(AC130:AC153)","v":3.1447838826133525},{"$f":"IF(D106+C107-E106>=0,D106+C107-E106,0)","v":3.1447838826133525},{"$f":"IF($H$101>D107,D107,$H$101)","v":0},{"$f":"IF(E107+F106-G106>0,E107+F106-G106,0)","v":0},{"$f":"SUM(AD130:AD153)","v":0},{"$f":"IF(INT(G107)*1>INT(F107),1,0)","v":0},{"$f":"SUM(AE130:AE153)","v":0},{"$f":"SUM(AF130:AF153)","v":0},{"$f":"SUM(AG130:AG153)","v":0},{"$f":"SUM(AH130:AH153)","v":0},{"$f":"SUM(I107:L107)","v":0},null,{"$f":"IF(O106+M107-P106>=0,O106+M107-P106,0)","v":0},{"$f":"IF(O107<$R$101,O107,$R$101)","v":0},{"$f":"IF(Q106+P107-R106>0,Q106+P107-R106,0)","v":13},12,{"$f":"IF(S106+C107-IF(U106=1,V106,0)>0,S106+C107-IF(U106=1,V106,0),0)","v":3.1447838826133525},{"$f":"IF(T106+M107-IF(U106=2,V106,0)>=0,T106+M107-IF(U106=2,V106,0),0)","v":25},{"$f":"IF(S107>$W$101*$V$101,1,IF(T107>$X$101*$Z$101,2,0))","v":2},{"$f":"IF(U107=1,IF(S107>$Y$101,$Y$101,S107),IF(U107=2,IF(T107>$Z$101,$Z$101,T107),0))","v":0},{"$f":"IF(U107=2,IF(W106+V107-X106>0,W106+V107-X106,0),IF(W106-X106>0,W106-X106,0))","v":0},0,{"$f":"IF(U107=1,IF(Y106+V107-G106>0,Y106+V107-G106,0),IF(Y106-G106>0,Y106-G106,0))","v":0},{"$f":"IF(INT(G107)*1>INT(Y107),1,0)","v":0},null,2,0,0,0,0,0,0,{"$f":"SUM(AE107:AH107)","v":0}]
[null,{"$f":"B107+1","v":3},{"$f":"SUM(AC154:AC177)","v":7.4898573329327194},{"$f":"IF(D107+C108-E107>=0,D107+C108-E107,0)","v":10.634641215546072},0,{"$f":"IF(E108+F107-G107>0,E108+F107-G107,0)","v":0},{"$f":"SUM(AD154:AD177)","v":0},0,{"$f":"SUM(AE154:AE177)","v":0},{"$f":"SUM(AF154:AF177)","v":0},{"$f":"SUM(AG154:AG177)","v":0},{"$f":"SUM(AH154:AH177)","v":0},{"$f":"SUM(I108:L108)","v":0},null,{"$f":"IF(O107+M108-P107>=0,O107+M108-P107,0)","v":0},0,1,1,{"$f":"IF(S107+C108-IF(U107=1,V107,0)>0,S107+C108-IF(U107=1,V107,0),0)","v":10.634641215546072},{"$f":"IF(T107+M108-IF(U107=2,V107,0)>=0,T107+M108-IF(U107=2,V107,0),0)","v":25},{"$f":"IF(S108>$W$101*$V$101,1,IF(T108>$X$101*$Z$101,2,0))","v":1},{"$f":"IF(U108=1,IF(S108>$Y$101,$Y$101,S108),IF(U108=2,IF(T108>$Z$101,$Z$101,T108),0))","v":0},{"$f":"IF(U108=2,IF(W107+V108-X107>0,W107+V108-X107,0),IF(W107-X107>0,W107-X107,0))","v":0},0,{"$f":"IF(U108=1,IF(Y107+V108-G107>0,Y107+V108-G107,0),IF(Y107-G107>0,Y107-G107,0))","v":0},0,null,3,0,0,0,0,0,0,{"$f":"SUM(AE108:AH108)","v":0}]
[null,4,{"$f":"SUM(AC178:AC201)","v":7.8141020192267092},18.448743234772781,0,0,{"$f":"SUM(AD178:AD201)","v":5.9487432347727784},1,{"$f":"SUM(AE178:AE201)","v":0},{"$f":"SUM(AF178:AF201)","v":0},{"$f":"SUM(AG178:AG201)","v":0},{"$f":"SUM(AH178:AH201)","v":0},0,null,0,0,0,0,18.448743234772781,25,1,0,0,0,0,1,null,4,0,0,0,0,0,0,0]
[null,5,{"$f":"SUM(AC202:AC225)","v":4.6190552191996694},23.067798453972451,0,0,{"$f":"SUM(AD202:AD225)","v":4.6190552191996739},1,{"$f":"SUM(AE202:AE225)","v":0},{"$f":"SUM(AF202:AF225)","v":0},{"$f":"SUM(AG202:AG225)","v":0},{"$f":"SUM(AH202:AH225)","v":0},0,null,0,0,0,0,23.067798453972451,25,1,0,0,0,0,1,null,5,0,0,0,0,0,0,0]
[null,6,{"$f":"SUM(AC226:AC249)","v":6.8535646076644277},29.921363061636878,0,0,{"$f":"SUM(AD226:AD249)","v":6.8535646076644241},1,{"$f":"SUM(AE226:AE249)","v":0},{"$f":"SUM(AF226:AF249)","v":0},{"$f":"SUM(AG226:AG249)","v":0},{"$f":"SUM(AH226:AH249)","v":0},0,null,0,0,0,0,29.921363061636878,25,1,0,0,0,0,1,null,6,0,0,0,0,0,0,0]
[null,7,{"$f":"SUM(AC250:AC273)","v":5.1800203991803082},35.101383460817189,0,0,{"$f":"SUM(AD250:AD273)","v":5.1800203991803082},1,{"$f":"SUM(AE250:AE273)","v":0},{"$f":"SUM(AF250:AF273)","v":0},{"$f":"SUM(AG250:AG273)","v":0},{"$f":"SUM(AH250:AH273)","v":0},0,null,0,0,0,0,35.101383460817189,25,1,0,0,0,0,1,null,7,0,0,0,0,0,0,0]
[null,8,{"$f":"SUM(AC274:AC297)","v":6.9845078926504875},42.085891353467673,0,0,{"$f":"SUM(AD274:AD297)","v":6.9845078926504849},1,{"$f":"SUM(AE274:AE297)","v":0},{"$f":"SUM(AF274:AF297)","v":0},{"$f":"SUM(AG274:AG297)","v":0},{"$f":"SUM(AH274:AH297)","v":0},0,null,0,0,0,0,42.085891353467673,25,1,0,0,0,0,1,null,8,0,0,0,0,0,0,0]
[null,9,{"$f":"SUM(AC298:AC321)","v":8.5195302864346107},50.605421639902282,0,0,{"$f":"SUM(AD298:AD321)","v":8.5195302864346072},1,{"$f":"SUM(AE298:AE321)","v":0},{"$f":"SUM(AF298:AF321)","v":0},{"$f":"SUM(AG298:AG321)","v":0},{"$f":"SUM(AH298:AH321)","v":0},0,null,0,0,0,0,50.605421639902282,25,1,0,0,0,0,1,null,9,0,0,0,0,0,0,0]
[null,10,{"$f":"SUM(AC322:AC345)","v":7.8163580462965596},58.421779686198839,0,0,{"$f":"SUM(AD322:AD345)","v":7.8163580462965561},1,{"$f":"SUM(AE322:AE345)","v":0},{"$f":"SUM(AF322:AF345)","v":0},{"$f":"SUM(AG322:AG345)","v":0},{"$f":"SUM(AH322:AH345)","v":0},0,null,0,0,0,0,58.421779686198839,25,1,0,0,0,0,1,null,10,0,0,0,0,0,0,0]
[null,11,{"$f":"SUM(AC346:AC369)","v":9.1461593244419461},67.567939010640785,0,0,{"$f":"SUM(AD346:AD369)","v":9.1461593244419443},1,{"$f":"SUM(AE346:AE369)","v":0},{"$f":"SUM(AF346:AF369)","v":0},{"$f":"SUM(AG346:AG369)","v":0},{"$f":"SUM(AH346:AH369)","v":0},0,null,0,0,0,0,{"$f":"IF(S115+C116-IF(U115=1,V115,0)>0,S115+C116-IF(U115=1,V115,0),0)","v":67.567939010640785},25,1,0,0,0,0,1,null,11,0,0,0,0,0,0,0]
[null,12,{"$f":"SUM(AC370:AC393)","v":10.069926696897751},77.637865707538538,0,0,{"$f":"SUM(AD370:AD393)","v":10.069926696897737},1,{"$f":"SUM(AE370:AE393)","v":0},{"$f":"SUM(AF370:AF393)","v":0},{"$f":"SUM(AG370:AG393)","v":0},{"$f":"SUM(AH370:AH393)","v":0},0,null,0,0,0,0,77.637865707538538,25,1,0,0,0,0,1,null,12,0,0,0,0,0,0,0]
[null,13,{"$f":"SUM(AC394:AC417)","v":10.124121458672096},87.761987166210631,0,0,{"$f":"SUM(AD394:AD417)","v":10.124121458672089},1,{"$f":"SUM(AE394:AE417)","v":0},{"$f":"SUM(AF394:AF417)","v":0},{"$f":"SUM(AG394:AG417)","v":0},{"$f":"SUM(AH394:AH417)","v":0},0,null,0,0,0,0,87.761987166210631,25,1,0,0,0,0,1,null,13,0,0,0,0,0,0,0]
[null,14,{"$f":"SUM(AC418:AC441)","v":9.8530539849796437},97.615041151190269,0,0,{"$f":"SUM(AD418:AD441)","v":9.8530539849796437},1,{"$f":"SUM(AE418:AE441)","v":0},{"$f":"SUM(AF418:AF441)","v":0},{"$f":"SUM(AG418:AG441)","v":0},{"$f":"SUM(AH418:AH441)","v":0},0,null,0,0,0,0,97.615041151190269,25,1,0,0,0,0,1,null,14,0,0,0,0,0,0,0]
[null,15,{"$f":"SUM(AC442:AC465)","v":10.115740805470736},107.730781956661,0,0,{"$f":"SUM(AD442:AD465)","v":10.115740805470729},1,{"$f":"SUM(AE442:AE465)","v":0},{"$f":"SUM(AF442:AF465)","v":0},{"$f":"SUM(AG442:AG465)","v":0},{"$f":"SUM(AH442:AH465)","v":0},0,null,0,0,0,0,107.730781956661,25,1,0,0,0,0,1,null,15,0,0,0,0,0,0,0]
[null,16,{"$f":"SUM(AC466:AC489)","v":4.4041863543179884},112.13496831097899,0,0,{"$f":"SUM(AD466:AD489)","v":4.4041863543179876},1,{"$f":"SUM(AE466:AE489)","v":0},{"$f":"SUM(AF466:AF489)","v":0},{"$f":"SUM(AG466:AG489)","v":0},{"$f":"SUM(AH466:AH489)","v":0},0,null,0,0,0,0,112.13496831097899,25,1,0,0,0,0,1,null,16,0,0,0,0,0,0,0]
[null,17,{"$f":"SUM(AC490:AC513)","v":7.9672193971993144},120.10218770817831,0,0,{"$f":"SUM(AD490:AD513)","v":7.9672193971993215},1,{"$f":"SUM(AE490:AE513)","v":0},{"$f":"SUM(AF490:AF513)","v":0},{"$f":"SUM(AG490:AG513)","v":0},{"$f":"SUM(AH490:AH513)","v":0},0,null,0,0,0,0,120.10218770817831,25,1,0,0,0,0,1,null,17,0,0,0,0,0,0,0]
[null,18,{"$f":"SUM(AC514:AC537)","v":2.4070314649122135},122.50921917309051,0,0,{"$f":"SUM(AD514:AD537)","v":2.4070314649122149},1,{"$f":"SUM(AE514:AE537)","v":0},{"$f":"SUM(AF514:AF537)","v":0},{"$f":"SUM(AG514:AG537)","v":0},{"$f":"SUM(AH514:AH537)","v":0},0,null,0,0,0,0,122.50921917309051,25,1,0,0,0,0,1,null,18,0,0,0,0,0,0,0]
[null,19,{"$f":"SUM(AC538:AC561)","v":5.1525286213620083},127.66174779445252,0,0,{"$f":"SUM(AD538:AD561)","v":5.1525286213620056},1,{"$f":"SUM(AE538:AE561)","v":0},{"$f":"SUM(AF538:AF561)","v":0},{"$f":"SUM(AG538:AG561)","v":0},{"$f":"SUM(AH538:AH561)","v":0},0,null,0,0,0,0,127.66174779445252,25,1,0,0,0,0,1,null,19,0,0,0,0,0,0,0]
[null,20,{"$f":"SUM(AC562:AC585)","v":9.5845060846413084},137.24625387909384,0,0,{"$f":"SUM(AD562:AD585)","v":9.5845060846413119},1,{"$f":"SUM(AE562:AE585)","v":0},{"$f":"SUM(AF562:AF585)","v":0},{"$f":"SUM(AG562:AG585)","v":0},{"$f":"SUM(AH562:AH585)","v":0},0,null,0,0,0,0,137.24625387909384,25,1,0,0,0,0,1,null,20,0,0,0,0,0,0,0]
[null,21,{"$f":"SUM(AC586:AC609)","v":2.132767042139633},139.37902092123346,0,0,{"$f":"SUM(AD586:AD609)","v":2.1327670421396356},1,{"$f":"SUM(AE586:AE609)","v":0},{"$f":"SUM(AF586:AF609)","v":0},{"$f":"SUM(AG586:AG609)","v":0},{"$f":"SUM(AH586:AH609)","v":0},0,null,0,0,0,0,139.37902092123346,25,1,0,0,0,0,1,null,21,0,0,0,0,0,0,0]
[null,22,{"$f":"SUM(AC610:AC633)","v":3.2766281667828263},142.65564908801628,0,0,{"$f":"SUM(AD610:AD633)","v":3.276628166782829},1,{"$f":"SUM(AE610:AE633)","v":0},{"$f":"SUM(AF610:AF633)","v":0},{"$f":"SUM(AG610:AG633)","v":0},{"$f":"SUM(AH610:AH633)","v":0},0,null,0,0,0,0,142.65564908801628,25,1,0,0,0,0,1,null,22,0,0,0,0,0,0,0]
[null,23,{"$f":"SUM(AC634:AC657)","v":6.6365969182216054},149.29224600623789,0,0,{"$f":"SUM(AD634:AD657)","v":6.6365969182216036},1,{"$f":"SUM(AE634:AE657)","v":0},{"$f":"SUM(AF634:AF657)","v":0},{"$f":"SUM(AG634:AG657)","v":0},{"$f":"SUM(AH634:AH657)","v":0},0,null,0,0,0,0,149.29224600623789,25,1,0,0,0,0,1,null,23,0,0,0,0,0,0,0]
[null,24,{"$f":"SUM(AC658:AC681)","v":4.806661054161979},154.09890706039988,0,0,{"$f":"SUM(AD658:AD681)","v":4.8066610541619816},1,{"$f":"SUM(AE658:AE681)","v":0},{"$f":"SUM(AF658:AF681)","v":0},{"$f":"SUM(AG658:AG681)","v":0},{"$f":"SUM(AH658:AH681)","v":0},0,null,0,0,0,0,154.09890706039988,25,1,0,0,0,0,1,null,24,0,0,0,0,0,0,0]
[null,25,{"$f":"SUM(AC682:AC705)","v":5.3198468373490666},159.41875389774896,0,0,{"$f":"SUM(AD682:AD705)","v":5.3198468373490648},1,{"$f":"SUM(AE682:AE705)","v":0},{"$f":"SUM(AF682:AF705)","v":0},{"$f":"SUM(AG682:AG705)","v":0},{"$f":"SUM(AH682:AH705)","v":0},0,null,0,0,0,0,159.41875389774896,25,1,0,0,0,0,1,null,25,0,0,0,0,0,0,0]
[null,26,{"$f":"SUM(AC706:AC729)","v":7.6996979221068393},167.11845181985581,0,0,{"$f":"SUM(AD706:AD729)","v":5.9996979221068418},1,{"$f":"SUM(AE706:AE729)","v":0},{"$f":"SUM(AF706:AF729)","v":0},{"$f":"SUM(AG706:AG729)","v":1.7},{"$f":"SUM(AH706:AH729)","v":0},1.7,null,1.7,1.7,1.7,1.7,167.11845181985581,26.7,1,0,0,0,0,1,null,26,0,0,0,0,0,0,0]
[null,27,{"$f":"SUM(AC730:AC753)","v":3.2303379280210316},170.34878974787685,0,0,{"$f":"SUM(AD730:AD753)","v":3.2303379280210263},1,{"$f":"SUM(AE730:AE753)","v":0},{"$f":"SUM(AF730:AF753)","v":0},{"$f":"SUM(AG730:AG753)","v":0},{"$f":"SUM(AH730:AH753)","v":0},0,null,0,0,0,0,170.34878974787685,26.7,1,0,0,0,0,1,null,27,0,0,0,0,0,0,0]
[null,28,{"$f":"SUM(AC754:AC777)","v":8.9274965500788976},179.27628629795575,0,0,{"$f":"SUM(AD754:AD777)","v":8.9274965500788976},1,{"$f":"SUM(AE754:AE777)","v":0},{"$f":"SUM(AF754:AF777)","v":0},{"$f":"SUM(AG754:AG777)","v":0},{"$f":"SUM(AH754:AH777)","v":0},0,null,0,0,0,0,179.27628629795575,26.7,1,0,0,0,0,1,null,28,0,0,0,0,0,0,0]
[null,29,{"$f":"SUM(AC778:AC801)","v":4.5655565871999828},183.84184288515573,0,0,{"$f":"SUM(AD778:AD801)","v":4.5655565871999757},1,{"$f":"SUM(AE778:AE801)","v":0},{"$f":"SUM(AF778:AF801)","v":0},{"$f":"SUM(AG778:AG801)","v":0},{"$f":"SUM(AH778:AH801)","v":0},0,null,0,0,0,0,183.84184288515573,26.7,1,0,0,0,0,1,null,29,1.3743592653455299E-2,0,0,0,0,0,0]
[null,30,{"$f":"SUM(AC802:AC825)","v":4.6846380630986166},188.52648094825435,0,0,{"$f":"SUM(AD802:AD825)","v":4.6846380630986184},1,{"$f":"SUM(AE802:AE825)","v":0},{"$f":"SUM(AF802:AF825)","v":0},{"$f":"SUM(AG802:AG825)","v":0},{"$f":"SUM(AH802:AH825)","v":0},0,null,0,0,0,0,188.52648094825435,26.7,1,0,0,0,0,1,null,30,7.62144683509791E-2,0,0,0,0,0,0]
[null,31,{"$f":"SUM(AC826:AC849)","v":6.528199727427527},195.05468067568188,0,0,{"$f":"SUM(AD826:AD849)","v":6.5281997274275252},1,{"$f":"SUM(AE826:AE849)","v":0},{"$f":"SUM(AF826:AF849)","v":0},{"$f":"SUM(AG826:AG849)","v":0},{"$f":"SUM(AH826:AH849)","v":0},0,null,0,0,0,0,195.05468067568188,26.7,1,0,0,0,0,1,null,31,0.107449906199741,0,0,0,0,0,0]
[null,32,{"$f":"SUM(AC850:AC873)","v":10.054128125409786},205.10880880109167,0,0,{"$f":"SUM(AD850:AD873)","v":10.054128125409783},1,{"$f":"SUM(AE850:AE873)","v":0},{"$f":"SUM(AF850:AF873)","v":0},{"$f":"SUM(AG850:AG873)","v":0},{"$f":"SUM(AH850:AH873)","v":0},0,null,0,0,0,0,205.10880880109167,26.7,1,0,0,0,0,1,null,32,0.14243359659035401,0,0,0,0,0,0]
[null,33,{"$f":"SUM(AC874:AC897)","v":3.3752959191745795},208.48410472026626,0,0,{"$f":"SUM(AD874:AD897)","v":3.3752959191745733},1,{"$f":"SUM(AE874:AE897)","v":0},{"$f":"SUM(AF874:AF897)","v":0},{"$f":"SUM(AG874:AG897)","v":0},{"$f":"SUM(AH874:AH897)","v":0},0,null,0,0,0,0,208.48410472026626,26.7,1,0,0,0,0,1,null,33,0.34733806887823299,0,0,0,0,0,0]
[null,34,{"$f":"SUM(AC898:AC921)","v":8.3647245547087383},216.848829274975,0,0,{"$f":"SUM(AD898:AD921)","v":8.3647245547087294},1,{"$f":"SUM(AE898:AE921)","v":0},{"$f":"SUM(AF898:AF921)","v":0},{"$f":"SUM(AG898:AG921)","v":0},{"$f":"SUM(AH898:AH921)","v":0},0,null,0,0,0,0,216.848829274975,26.7,1,0,0,0,0,1,null,34,0.38232175926884598,0,0,0,0,0,0]
[null,35,{"$f":"SUM(AC922:AC945)","v":7.3774704873431567},224.22629976231815,0,0,{"$f":"SUM(AD922:AD945)","v":7.3774704873431549},1,{"$f":"SUM(AE922:AE945)","v":0},{"$f":"SUM(AF922:AF945)","v":0},{"$f":"SUM(AG922:AG945)","v":0},{"$f":"SUM(AH922:AH945)","v":0},0,null,0,0,0,0,224.22629976231815,26.7,1,0,0,0,0,1,null,35,0.20115621974602699,0,0,0,0,0,0]
[null,36,{"$f":"SUM(AC946:AC969)","v":6.2376060795728758},230.46390584189103,0,0,{"$f":"SUM(AD946:AD969)","v":6.2376060795728767},1,{"$f":"SUM(AE946:AE969)","v":0},{"$f":"SUM(AF946:AF969)","v":0},{"$f":"SUM(AG946:AG969)","v":0},{"$f":"SUM(AH946:AH969)","v":0},0,null,0,0,0,0,230.46390584189103,26.7,1,0,0,0,0,1,null,36,0.16992078189726501,0,0,0,0,0,0]
[null,37,{"$f":"SUM(AC970:AC993)","v":9.8634678003951191},240.32737364228615,0,0,{"$f":"SUM(AD970:AD993)","v":9.8634678003951102},1,{"$f":"SUM(AE970:AE993)","v":0},{"$f":"SUM(AF970:AF993)","v":0},{"$f":"SUM(AG970:AG993)","v":0},{"$f":"SUM(AH970:AH993)","v":0},0,null,0,0,0,0,240.32737364228615,26.7,1,0,0,0,0,1,null,37,0.36732874910144098,0,0,0,0,0,0]
[null,38,{"$f":"SUM(AC994:AC1017)","v":8.638785827690997},248.96615946997716,0,0,{"$f":"SUM(AD994:AD1017)","v":8.6387858276909864},1,{"$f":"SUM(AE994:AE1017)","v":0},{"$f":"SUM(AF994:AF1017)","v":0},{"$f":"SUM(AG994:AG1017)","v":0},{"$f":"SUM(AH994:AH1017)","v":0},0,null,0,0,0,0,248.96615946997716,26.7,1,0,0,0,0,1,null,38,0.15992544178566101,0,0,0,0,0,0]
[null,39,{"$f":"SUM(AC1018:AC1041)","v":7.3557199664066717},256.32187943638382,0,0,{"$f":"SUM(AD1018:AD1041)","v":7.3557199664066735},1,{"$f":"SUM(AE1018:AE1041)","v":0},{"$f":"SUM(AF1018:AF1041)","v":0},{"$f":"SUM(AG1018:AG1041)","v":0},{"$f":"SUM(AH1018:AH1041)","v":0},0,null,0,0,0,0,256.32187943638382,26.7,1,0,0,0,0,1,null,39,0.24238699770639299,0,0,0,0,0,0]
[null,40,{"$f":"SUM(AC1042:AC1065)","v":8.1735234758322655},264.49540291221609,0,0,{"$f":"SUM(AD1042:AD1065)","v":8.1735234758322619},1,{"$f":"SUM(AE1042:AE1065)","v":0},{"$f":"SUM(AF1042:AF1065)","v":0},{"$f":"SUM(AG1042:AG1065)","v":0},{"$f":"SUM(AH1042:AH1065)","v":0},0,null,0,0,0,0,264.49540291221609,26.7,1,0,0,0,0,1,null,40,0.316102631029471,0,0,0,0,0,0]
[null,41,{"$f":"SUM(AC1066:AC1089)","v":8.9994282838875819},273.49483119610369,0,0,{"$f":"SUM(AD1066:AD1089)","v":8.9994282838875748},1,{"$f":"SUM(AE1066:AE1089)","v":0},{"$f":"SUM(AF1066:AF1089)","v":0},{"$f":"SUM(AG1066:AG1089)","v":0},{"$f":"SUM(AH1066:AH1089)","v":0},0,null,0,0,0,0,273.49483119610369,26.7,1,0,0,0,0,1,null,41,0.44479263496637,0,0,0,0,0,0]
[null,42,{"$f":"SUM(AC1090:AC1113)","v":4.1298186898718798},277.62464988597554,0,0,{"$f":"SUM(AD1090:AD1113)","v":4.1298186898718736},1,{"$f":"SUM(AE1090:AE1113)","v":0},{"$f":"SUM(AF1090:AF1113)","v":0},{"$f":"SUM(AG1090:AG1113)","v":0},{"$f":"SUM(AH1090:AH1113)","v":0},0,null,0,0,0,0,277.62464988597554,26.7,1,0,0,0,0,1,null,42,0.138685344048503,0,0,0,0,0,0]
[null,43,{"$f":"SUM(AC1114:AC1137)","v":8.1981485456815459},285.82279843165708,0,0,{"$f":"SUM(AD1114:AD1137)","v":8.1981485456815442},1,{"$f":"SUM(AE1114:AE1137)","v":0},{"$f":"SUM(AF1114:AF1137)","v":0},{"$f":"SUM(AG1114:AG1137)","v":0},{"$f":"SUM(AH1114:AH1137)","v":0},0,null,0,0,0,0,285.82279843165708,26.7,1,0,0,0,0,1,null,43,3.4983690390613401E-2,0,0,0,0,0,0]
[null,44,{"$f":"SUM(AC1138:AC1161)","v":11.341865126534886},297.16466355819199,0,0,{"$f":"SUM(AD1138:AD1161)","v":11.341865126534879},1,{"$f":"SUM(AE1138:AE1161)","v":0},{"$f":"SUM(AF1138:AF1161)","v":0},{"$f":"SUM(AG1138:AG1161)","v":0},{"$f":"SUM(AH1138:AH1161)","v":0},0,null,0,0,0,0,297.16466355819199,26.7,1,0,0,0,0,1,null,44,0,0,0,0,0,0,0]
[null,45,{"$f":"SUM(AC1162:AC1185)","v":3.662672045610611},300.82733560380262,0,0,{"$f":"SUM(AD1162:AD1185)","v":3.6626720456106048},1,{"$f":"SUM(AE1162:AE1185)","v":0},{"$f":"SUM(AF1162:AF1185)","v":0},{"$f":"SUM(AG1162:AG1185)","v":0},{"$f":"SUM(AH1162:AH1185)","v":0},0,null,0,0,0,0,300.82733560380262,26.7,1,0,0,0,0,1,null,45,0,0,0,0,0,0,0]
[null,46,{"$f":"SUM(AC1186:AC1209)","v":10.243102213816353},311.07043781761899,0,0,{"$f":"SUM(AD1186:AD1209)","v":10.243102213816359},1,{"$f":"SUM(AE1186:AE1209)","v":0},{"$f":"SUM(AF1186:AF1209)","v":0},{"$f":"SUM(AG1186:AG1209)","v":0},{"$f":"SUM(AH1186:AH1209)","v":0},0,null,0,0,0,0,311.07043781761899,26.7,1,0,0,0,0,1,null,46,0,0,0,0,0,0,0]
[null,47,{"$f":"SUM(AC1210:AC1233)","v":8.7694831953199159},319.83992101293893,0,0,{"$f":"SUM(AD1210:AD1233)","v":7.0694831953199095},1,{"$f":"SUM(AE1210:AE1233)","v":0},{"$f":"SUM(AF1210:AF1233)","v":0},{"$f":"SUM(AG1210:AG1233)","v":1.7},{"$f":"SUM(AH1210:AH1233)","v":0},1.7,null,1.7,1.7,1.7,1.7,319.83992101293893,28.4,1,0,0,0,0,1,null,47,0,0,0,0,0,0,0]
[null,48,{"$f":"SUM(AC1234:AC1257)","v":12.742541663348687},332.58246267628761,0,0,{"$f":"SUM(AD1234:AD1257)","v":12.742541663348693},1,{"$f":"SUM(AE1234:AE1257)","v":0},{"$f":"SUM(AF1234:AF1257)","v":0},{"$f":"SUM(AG1234:AG1257)","v":0},{"$f":"SUM(AH1234:AH1257)","v":0},0,null,0,0,0,0,332.58246267628761,28.4,1,0,0,0,0,1,null,48,0,0,0,0,0,0,0]
[null,49,{"$f":"SUM(AC1258:AC1281)","v":10.924841492257213},343.50730416854481,0,0,{"$f":"SUM(AD1258:AD1281)","v":10.924841492257206},1,{"$f":"SUM(AE1258:AE1281)","v":0},{"$f":"SUM(AF1258:AF1281)","v":0},{"$f":"SUM(AG1258:AG1281)","v":0},{"$f":"SUM(AH1258:AH1281)","v":0},0,null,0,0,0,0,343.50730416854481,28.4,1,0,0,0,0,1,null,49,0,0,0,0,0,0,0]
[null,50,{"$f":"SUM(AC1282:AC1305)","v":13.363096621434597},356.87040078997939,0,0,{"$f":"SUM(AD1282:AD1305)","v":13.363096621434604},1,{"$f":"SUM(AE1282:AE1305)","v":0},{"$f":"SUM(AF1282:AF1305)","v":0},{"$f":"SUM(AG1282:AG1305)","v":0},{"$f":"SUM(AH1282:AH1305)","v":0},0,null,0,0,0,0,356.87040078997939,28.4,1,0,0,0,0,1,null,50,0,0,0,0,0,0,0]
[null,51,{"$f":"SUM(AC1306:AC1329)","v":9.8845807730291835},366.75498156300858,0,0,{"$f":"SUM(AD1306:AD1329)","v":9.8845807730291764},1,{"$f":"SUM(AE1306:AE1329)","v":0},{"$f":"SUM(AF1306:AF1329)","v":0},{"$f":"SUM(AG1306:AG1329)","v":0},{"$f":"SUM(AH1306:AH1329)","v":0},0,null,0,0,0,0,366.75498156300858,28.4,1,0,0,0,0,1,null,51,0,0,0,0,0,0,0]
[null,52,{"$f":"SUM(AC1330:AC1353)","v":11.771110240850417},378.526091803859,0,0,{"$f":"SUM(AD1330:AD1353)","v":11.771110240850415},1,{"$f":"SUM(AE1330:AE1353)","v":0},{"$f":"SUM(AF1330:AF1353)","v":0},{"$f":"SUM(AG1330:AG1353)","v":0},{"$f":"SUM(AH1330:AH1353)","v":0},0,null,0,0,0,0,378.526091803859,28.4,1,0,0,0,0,1,null,52,0,0,0,0,0,0,0]
[null,53,{"$f":"SUM(AC1354:AC1377)","v":12.990188427814921},391.51628023167393,0,0,{"$f":"SUM(AD1354:AD1377)","v":12.990188427814919},1,{"$f":"SUM(AE1354:AE1377)","v":0},{"$f":"SUM(AF1354:AF1377)","v":0},{"$f":"SUM(AG1354:AG1377)","v":0},{"$f":"SUM(AH1354:AH1377)","v":0},0,null,0,0,0,0,391.51628023167393,28.4,1,0,0,0,0,1,null,53,0.104025796290732,0,0,0,0,0,0]
[null,54,{"$f":"SUM(AC1378:AC1401)","v":9.0273278542168534},400.54360808589081,0,0,{"$f":"SUM(AD1378:AD1401)","v":9.0273278542168764},1,{"$f":"SUM(AE1378:AE1401)","v":0},{"$f":"SUM(AF1378:AF1401)","v":0},{"$f":"SUM(AG1378:AG1401)","v":0},{"$f":"SUM(AH1378:AH1401)","v":0},0,null,0,0,0,0,400.54360808589081,28.4,1,0,0,0,0,1,null,54,0.260691152150269,0,0,0,0,0,0]
[null,55,{"$f":"SUM(AC1402:AC1425)","v":13.748715130639626},414.29232321653046,0,0,{"$f":"SUM(AD1402:AD1425)","v":13.748715130639626},1,{"$f":"SUM(AE1402:AE1425)","v":0},{"$f":"SUM(AF1402:AF1425)","v":0},{"$f":"SUM(AG1402:AG1425)","v":0},{"$f":"SUM(AH1402:AH1425)","v":0},0,null,0,0,0,0,414.29232321653046,28.4,1,0,0,0,0,1,null,55,0.30957074317844402,0,0,0,0,0,0]
[null,56,{"$f":"SUM(AC1426:AC1449)","v":5.6384098584173925},419.93073307494785,0,0,{"$f":"SUM(AD1426:AD1449)","v":5.6384098584173872},1,{"$f":"SUM(AE1426:AE1449)","v":0},{"$f":"SUM(AF1426:AF1449)","v":0},{"$f":"SUM(AG1426:AG1449)","v":0},{"$f":"SUM(AH1426:AH1449)","v":0},0,null,0,0,0,0,419.93073307494785,28.4,1,0,0,0,0,1,null,56,0.27197105777215502,0,0,0,0,0,0]
[null,57,{"$f":"SUM(AC1450:AC1473)","v":8.123552824293153},428.05428589924099,0,0,{"$f":"SUM(AD1450:AD1473)","v":8.1235528242931512},1,{"$f":"SUM(AE1450:AE1473)","v":0},{"$f":"SUM(AF1450:AF1473)","v":0},{"$f":"SUM(AG1450:AG1473)","v":0},{"$f":"SUM(AH1450:AH1473)","v":0},0,null,0,0,0,0,428.05428589924099,28.4,1,0,0,0,0,1,null,57,0.67178104592569199,0,0,0,0,0,0]
[null,58,{"$f":"SUM(AC1474:AC1497)","v":10.931824169108701},438.98611006834972,0,0,{"$f":"SUM(AD1474:AD1497)","v":10.931824169108701},1,{"$f":"SUM(AE1474:AE1497)","v":0},{"$f":"SUM(AF1474:AF1497)","v":0},{"$f":"SUM(AG1474:AG1497)","v":0},{"$f":"SUM(AH1474:AH1497)","v":0},0,null,0,0,0,0,438.98611006834972,28.4,1,0,0,0,0,1,null,58,0.82217978755084697,0,0,0,0,0,0]
[null,59,{"$f":"SUM(AC1498:AC1521)","v":11.812104582943229},450.79821465129294,0,0,{"$f":"SUM(AD1498:AD1521)","v":11.812104582943219},1,{"$f":"SUM(AE1498:AE1521)","v":0},{"$f":"SUM(AF1498:AF1521)","v":0},{"$f":"SUM(AG1498:AG1521)","v":0},{"$f":"SUM(AH1498:AH1521)","v":0},0,null,0,0,0,0,450.79821465129294,28.4,1,0,0,0,0,1,null,59,0.69935414855697098,0,0,0,0,0,0]
[null,60,{"$f":"SUM(AC1522:AC1545)","v":14.474209198977954},465.27242385027091,0,0,{"$f":"SUM(AD1522:AD1545)","v":13.66247277631131},1,{"$f":"SUM(AE1522:AE1545)","v":2.6054203146320298},{"$f":"SUM(AF1522:AF1545)","v":0},{"$f":"SUM(AG1522:AG1545)","v":0},{"$f":"SUM(AH1522:AH1545)","v":0},2.6054203146320298,null,2.6054203146320298,2.6054203146320298,2.6054203146320298,2.6054203146320298,465.27242385027091,31.00542031463203,1,0,0,0,0,1,null,60,0.88735257558841496,0,0,0,0,0,0]
[null,61,{"$f":"SUM(AC1546:AC1569)","v":8.3476084655639333},473.62003231583486,0,0,{"$f":"SUM(AD1546:AD1569)","v":0},0,{"$f":"SUM(AE1546:AE1569)","v":9.7334994395655006},{"$f":"SUM(AF1546:AF1569)","v":0},{"$f":"SUM(AG1546:AG1569)","v":0},{"$f":"SUM(AH1546:AH1569)","v":0},9.7334994395655006,null,9.7334994395655006,9.7334994395655006,9.7334994395655006,9.7334994395655006,473.62003231583486,40.738919754197532,1,0,0,0,0,0,null,61,0.92996555238220902,0,0,0,0,0,0]
[null,62,{"$f":"SUM(AC1570:AC1593)","v":8.9438545174267823},482.56388683326162,0,0,{"$f":"SUM(AD1570:AD1593)","v":4.0642796514598336},1,{"$f":"SUM(AE1570:AE1593)","v":0},{"$f":"SUM(AF1570:AF1593)","v":0},{"$f":"SUM(AG1570:AG1593)","v":1.7},{"$f":"SUM(AH1570:AH1593)","v":0},1.7,null,1.6999999999999993,1.6999999999999993,1.6999999999999993,1.6999999999999993,482.56388683326162,42.438919754197535,1,0,0,0,0,1,null,62,0.61663484066313601,0,0,0,0,0,0]
[null,63,{"$f":"SUM(AC1594:AC1617)","v":12.451199644981456},495.01508647824306,0,0,{"$f":"SUM(AD1594:AD1617)","v":12.451199644981457},1,{"$f":"SUM(AE1594:AE1617)","v":0},{"$f":"SUM(AF1594:AF1617)","v":0},{"$f":"SUM(AG1594:AG1617)","v":0},{"$f":"SUM(AH1594:AH1617)","v":0},0,null,0,0,0,0,495.01508647824306,42.438919754197535,1,0,0,0,0,1,null,63,0.51887565860678497,0,0,0,0,0,0]
[null,64,{"$f":"SUM(AC1618:AC1641)","v":7.4657756848127574},502.4808621630558,0,0,{"$f":"SUM(AD1618:AD1641)","v":7.4657756848127557},1,{"$f":"SUM(AE1618:AE1641)","v":0},{"$f":"SUM(AF1618:AF1641)","v":0},{"$f":"SUM(AG1618:AG1641)","v":0},{"$f":"SUM(AH1618:AH1641)","v":0},0,null,0,0,0,0,502.4808621630558,42.438919754197535,1,0,0,0,0,1,null,64,0.55647534401307397,0,0,0,0,0,0]
[null,65,{"$f":"SUM(AC1642:AC1665)","v":9.5319174099782114},512.01277957303398,0,0,{"$f":"SUM(AD1642:AD1665)","v":9.5319174099782096},1,{"$f":"SUM(AE1642:AE1665)","v":0},{"$f":"SUM(AF1642:AF1665)","v":0},{"$f":"SUM(AG1642:AG1665)","v":0},{"$f":"SUM(AH1642:AH1665)","v":0},0,null,0,0,0,{"$f":"IF(Q170<$D$7*24*Oppervlak, Q170,$D$7*24*Oppervlak)","v":0},512.01277957303398,42.438919754197535,1,0,0,{"$f":"IF(W170<$D$7*24*Oppervlak, W170,24*$D$7*Oppervlak)","v":0},0,1,null,65,0.50884907583177397,0,0,0,0,0,0]
[null,66,{"$f":"SUM(AC1666:AC1689)","v":10.977683241765105},522.99046281479912,{"$f":"IF($H$101>D171,D171,$H$101)","v":0},0,{"$f":"SUM(AD1666:AD1689)","v":10.977683241765112},{"$f":"IF(INT(G171)*1>INT(F171),1,0)","v":1},{"$f":"SUM(AE1666:AE1689)","v":0},{"$f":"SUM(AF1666:AF1689)","v":0},{"$f":"SUM(AG1666:AG1689)","v":0},{"$f":"SUM(AH1666:AH1689)","v":0},{"$f":"SUM(I171:L171)","v":0},null,0,{"$f":"IF(O171<$R$101,O171,$R$101)","v":0},{"$f":"IF(Q170+P171-R170>0,Q170+P171-R170,0)","v":0},0,522.99046281479912,42.438919754197535,1,0,0,0,0,{"$f":"IF(INT(G171)*1>INT(Y171),1,0)","v":1},null,66,0.22309146674398,0,0,0,0,0,{"$f":"SUM(AE171:AH171)","v":0}]
[null,{"$f":"B171+1","v":67},{"$f":"SUM(AC1690:AC1713)","v":11.611372647619485},{"$f":"IF(D171+C172-E171>=0,D171+C172-E171,0)","v":534.60183546241865},0,{"$f":"IF(E172+F171-G171>0,E172+F171-G171,0)","v":0},{"$f":"SUM(AD1690:AD1713)","v":7.0150803552589176},1,{"$f":"SUM(AE1690:AE1713)","v":4.5962922923605598},{"$f":"SUM(AF1690:AF1713)","v":0},{"$f":"SUM(AG1690:AG1713)","v":0},{"$f":"SUM(AH1690:AH1713)","v":0},4.5962922923605598,null,{"$f":"IF(O171+M172-P171>=0,O171+M172-P171,0)","v":4.5962922923605598},4.5962922923605598,4.5962922923605598,4.5962922923605598,{"$f":"IF(S171+C172-IF(U171=1,V171,0)>0,S171+C172-IF(U171=1,V171,0),0)","v":534.60183546241865},{"$f":"IF(T171+M172-IF(U171=2,V171,0)>=0,T171+M172-IF(U171=2,V171,0),0)","v":47.035212046558094},{"$f":"IF(S172>$W$101*$V$101,1,IF(T172>$X$101*$Z$101,2,0))","v":1},{"$f":"IF(U172=1,IF(S172>$Y$101,$Y$101,S172),IF(U172=2,IF(T172>$Z$101,$Z$101,T172),0))","v":0},{"$f":"IF(U172=2,IF(W171+V172-X171>0,W171+V172-X171,0),IF(W171-X171>0,W171-X171,0))","v":0},0,{"$f":"IF(U172=1,IF(Y171+V172-G171>0,Y171+V172-G171,0),IF(Y171-G171>0,Y171-G171,0))","v":0},1,null,67,0.10151915059698,0,0,0,0,0,0]
[null,68,{"$f":"SUM(AC1714:AC1737)","v":15.408425596753066},550.01026105917174,0,0,{"$f":"SUM(AD1714:AD1737)","v":15.408425596753053},1,{"$f":"SUM(AE1714:AE1737)","v":4.5},{"$f":"SUM(AF1714:AF1737)","v":0},{"$f":"SUM(AG1714:AG1737)","v":0},{"$f":"SUM(AH1714:AH1737)","v":0},4.5,null,4.4999999999999991,4.4999999999999991,4.4999999999999991,4.4999999999999991,550.01026105917174,51.535212046558094,1,0,0,0,0,1,null,68,7.5199370812577496E-3,0,0,0,0,0,0]
[null,69,{"$f":"SUM(AC1738:AC1761)","v":12.064055556689679},562.07431661586145,0,0,{"$f":"SUM(AD1738:AD1761)","v":1.5599363009114133},1,{"$f":"SUM(AE1738:AE1761)","v":6.0041192557782859},{"$f":"SUM(AF1738:AF1761)","v":0},{"$f":"SUM(AG1738:AG1761)","v":0},{"$f":"SUM(AH1738:AH1761)","v":0},6.0041192557782859,null,6.0041192557782859,6.0041192557782859,6.0041192557782859,6.0041192557782859,562.07431661586145,57.539331302336379,1,0,0,0,0,1,null,69,0,0,0,0,0,0,0]
[null,70,{"$f":"SUM(AC1762:AC1785)","v":21.488448889110686},583.56276550497216,0,0,{"$f":"SUM(AD1762:AD1785)","v":21.488448889110686},1,{"$f":"SUM(AE1762:AE1785)","v":0},{"$f":"SUM(AF1762:AF1785)","v":0},{"$f":"SUM(AG1762:AG1785)","v":0},{"$f":"SUM(AH1762:AH1785)","v":0},0,null,0,0,0,0,583.56276550497216,57.539331302336379,1,0,0,0,0,1,null,70,0,0,0,0,0,0,0]
[null,71,{"$f":"SUM(AC1786:AC1809)","v":21.302578191999373},604.86534369697154,0,0,{"$f":"SUM(AD1786:AD1809)","v":19.105259342992067},1,{"$f":"SUM(AE1786:AE1809)","v":2.7265806709236098},{"$f":"SUM(AF1786:AF1809)","v":0},{"$f":"SUM(AG1786:AG1809)","v":0},{"$f":"SUM(AH1786:AH1809)","v":0},2.7265806709236098,null,2.7265806709236098,2.7265806709236098,2.7265806709236098,2.7265806709236098,604.86534369697154,60.265911973259989,1,0,0,0,0,1,null,71,0,0,0,0,0,0,0]
[null,72,{"$f":"SUM(AC1810:AC1833)","v":21.603206778167142},626.46855047513873,0,0,{"$f":"SUM(AD1810:AD1833)","v":18.184322821857172},1,{"$f":"SUM(AE1810:AE1833)","v":2.8896221343936701},{"$f":"SUM(AF1810:AF1833)","v":0},{"$f":"SUM(AG1810:AG1833)","v":0},{"$f":"SUM(AH1810:AH1833)","v":0},2.8896221343936701,null,2.8896221343936701,2.8896221343936701,2.8896221343936701,2.8896221343936701,626.46855047513873,63.155534107653658,1,0,0,0,0,1,null,72,0,0,0,0,0,0,0]
[null,73,{"$f":"SUM(AC1834:AC1857)","v":0},626.46855047513873,0,0,{"$f":"SUM(AD1834:AD1857)","v":0},0,{"$f":"SUM(AE1834:AE1857)","v":0},{"$f":"SUM(AF1834:AF1857)","v":0},{"$f":"SUM(AG1834:AG1857)","v":0},{"$f":"SUM(AH1834:AH1857)","v":12.5},12.5,null,12.5,12.5,12.5,12,626.46855047513873,75.655534107653665,1,0,0,0,0,0,null,73,0,0,0,0,0,0,0]
[null,74,{"$f":"SUM(AC1858:AC1881)","v":0},626.46855047513873,0,0,{"$f":"SUM(AD1858:AD1881)","v":0},0,{"$f":"SUM(AE1858:AE1881)","v":0},{"$f":"SUM(AF1858:AF1881)","v":0},{"$f":"SUM(AG1858:AG1881)","v":0},{"$f":"SUM(AH1858:AH1881)","v":0},0,null,0,0,0.5,0.5,626.46855047513873,75.655534107653665,1,0,0,0,0,0,null,74,0,0,0,0,0,0,0]
[null,75,{"$f":"SUM(AC1882:AC1905)","v":0},626.46855047513873,0,0,{"$f":"SUM(AD1882:AD1905)","v":0},0,{"$f":"SUM(AE1882:AE1905)","v":0},{"$f":"SUM(AF1882:AF1905)","v":0},{"$f":"SUM(AG1882:AG1905)","v":0},{"$f":"SUM(AH1882:AH1905)","v":0},0,null,0,0,0,0,626.46855047513873,75.655534107653665,1,0,0,0,0,0,null,75,0,0,0,0,0,0,0]
[null,76,{"$f":"SUM(AC1906:AC1929)","v":0},626.46855047513873,0,0,{"$f":"SUM(AD1906:AD1929)","v":0},0,{"$f":"SUM(AE1906:AE1929)","v":0},{"$f":"SUM(AF1906:AF1929)","v":0},{"$f":"SUM(AG1906:AG1929)","v":0},{"$f":"SUM(AH1906:AH1929)","v":0},0,null,0,0,0,0,626.46855047513873,75.655534107653665,1,0,0,0,0,0,null,76,0,0,0,0,0,0,0]
[null,77,{"$f":"SUM(AC1930:AC1953)","v":0},626.46855047513873,0,0,{"$f":"SUM(AD1930:AD1953)","v":0},0,{"$f":"SUM(AE1930:AE1953)","v":0},{"$f":"SUM(AF1930:AF1953)","v":0},{"$f":"SUM(AG1930:AG1953)","v":0},{"$f":"SUM(AH1930:AH1953)","v":0},0,null,0,0,0,0,626.46855047513873,75.655534107653665,1,0,0,0,0,0,null,77,7.6806352428751098E-2,0,0,0,0,0,0]
[null,78,{"$f":"SUM(AC1954:AC1977)","v":0},626.46855047513873,0,0,{"$f":"SUM(AD1954:AD1977)","v":0},0,{"$f":"SUM(AE1954:AE1977)","v":0},{"$f":"SUM(AF1954:AF1977)","v":0},{"$f":"SUM(AG1954:AG1977)","v":0},{"$f":"SUM(AH1954:AH1977)","v":25},25,null,25,25,25,12,626.46855047513873,100.65553410765366,1,0,0,0,0,0,null,78,0.230419057286253,0,0,0,0,0,0]
[null,79,{"$f":"SUM(AC1978:AC2001)","v":3.1173926511074947},629.58594312624621,0,0,{"$f":"SUM(AD1978:AD2001)","v":0},0,{"$f":"SUM(AE1978:AE2001)","v":0},{"$f":"SUM(AF1978:AF2001)","v":0},{"$f":"SUM(AG1978:AG2001)","v":0},{"$f":"SUM(AH1978:AH2001)","v":0},0,null,0,0,13,12,629.58594312624621,100.65553410765366,1,0,0,0,0,0,null,79,0.43313746287689198,0,0,0,0,0,0]
[null,80,{"$f":"SUM(AC2002:AC2025)","v":7.643320439419961},637.2292635656662,0,0,{"$f":"SUM(AD2002:AD2025)","v":0},0,{"$f":"SUM(AE2002:AE2025)","v":0},{"$f":"SUM(AF2002:AF2025)","v":0},{"$f":"SUM(AG2002:AG2025)","v":0},{"$f":"SUM(AH2002:AH2025)","v":0},0,null,0,0,1,1,637.2292635656662,100.65553410765366,1,0,0,0,0,0,null,80,0.63963323006238604,0,0,0,0,0,0]
[null,81,{"$f":"SUM(AC2026:AC2049)","v":4.6411112042850586},641.87037476995124,0,0,{"$f":"SUM(AD2026:AD2049)","v":2.9018242948125081},1,{"$f":"SUM(AE2026:AE2049)","v":0},{"$f":"SUM(AF2026:AF2049)","v":0},{"$f":"SUM(AG2026:AG2049)","v":0},{"$f":"SUM(AH2026:AH2049)","v":0},0,null,0,0,0,0,641.87037476995124,100.65553410765366,1,0,0,0,0,1,null,81,0.79702329651474502,0,0,0,0,0,0]
[null,82,{"$f":"SUM(AC2050:AC2073)","v":7.1334524385761355},649.00382720852735,0,0,{"$f":"SUM(AD2050:AD2073)","v":7.1334524385761346},1,{"$f":"SUM(AE2050:AE2073)","v":0},{"$f":"SUM(AF2050:AF2073)","v":0},{"$f":"SUM(AG2050:AG2073)","v":0},{"$f":"SUM(AH2050:AH2073)","v":0},0,null,0,0,0,0,649.00382720852735,100.65553410765366,1,0,0,0,0,1,null,82,1.01107378688995,0.31166061471509798,0,0,0,0,0]
[null,83,{"$f":"SUM(AC2074:AC2097)","v":6.5416351244968434},655.54546233302415,0,0,{"$f":"SUM(AD2074:AD2097)","v":6.5416351244968443},1,{"$f":"SUM(AE2074:AE2097)","v":0},{"$f":"SUM(AF2074:AF2097)","v":0},{"$f":"SUM(AG2074:AG2097)","v":0},{"$f":"SUM(AH2074:AH2097)","v":0},0,null,0,0,0,0,655.54546233302415,100.65553410765366,1,0,0,0,0,1,null,83,0.96574544775167404,1.01107378688995,0,0,0,0,0]
[null,84,{"$f":"SUM(AC2098:AC2121)","v":5.045709726776221},660.59117205980033,0,0,{"$f":"SUM(AD2098:AD2121)","v":5.0457097267762183},1,{"$f":"SUM(AE2098:AE2121)","v":0},{"$f":"SUM(AF2098:AF2121)","v":0},{"$f":"SUM(AG2098:AG2121)","v":0},{"$f":"SUM(AH2098:AH2121)","v":0},0,null,0,0,0,0,660.59117205980033,100.65553410765366,1,0,0,0,0,1,null,84,0.91663974701853801,0.96574544775167304,0,0,0,0,0]
[null,85,{"$f":"SUM(AC2122:AC2145)","v":4.3914448981334289},664.98261695793371,0,0,{"$f":"SUM(AD2122:AD2145)","v":4.391444898133428},1,{"$f":"SUM(AE2122:AE2145)","v":0},{"$f":"SUM(AF2122:AF2145)","v":0},{"$f":"SUM(AG2122:AG2145)","v":0},{"$f":"SUM(AH2122:AH2145)","v":0},0,null,0,0,0,0,664.98261695793371,100.65553410765366,1,0,0,0,0,1,null,85,0.85746108203245097,0.91663974701853801,0,0,0,0,0]
[null,86,{"$f":"SUM(AC2146:AC2169)","v":3.1190498006800946},668.10166675861376,0,0,{"$f":"SUM(AD2146:AD2169)","v":1.4190498006800967},1,{"$f":"SUM(AE2146:AE2169)","v":0},{"$f":"SUM(AF2146:AF2169)","v":0},{"$f":"SUM(AG2146:AG2169)","v":1.7},{"$f":"SUM(AH2146:AH2169)","v":0},1.7,null,1.7,1.7,1.7,1.7,668.10166675861376,102.35553410765367,1,0,0,0,0,1,null,86,0.69251629239037904,0.85746108203245097,0,0,0,0,0]
[null,87,{"$f":"SUM(AC2170:AC2193)","v":4.9153981054176832},673.01706486403145,0,0,{"$f":"SUM(AD2170:AD2193)","v":4.9153981054176858},1,{"$f":"SUM(AE2170:AE2193)","v":0},{"$f":"SUM(AF2170:AF2193)","v":0},{"$f":"SUM(AG2170:AG2193)","v":0},{"$f":"SUM(AH2170:AH2193)","v":0},0,null,0,0,0,0,673.01706486403145,102.35553410765367,1,0,0,0,0,1,null,87,0.37773615948566103,0.69251629239038004,0,0,0,0,0]
[null,88,{"$f":"SUM(AC2194:AC2217)","v":7.3662213441596274},680.38328620819107,0,0,{"$f":"SUM(AD2194:AD2217)","v":7.3662213441596247},1,{"$f":"SUM(AE2194:AE2217)","v":0},{"$f":"SUM(AF2194:AF2217)","v":0},{"$f":"SUM(AG2194:AG2217)","v":0},{"$f":"SUM(AH2194:AH2217)","v":0},0,null,0,0,0,0,680.38328620819107,102.35553410765367,1,0,0,0,0,1,null,88,0.28707948120910298,0.37773615948566203,0,0,0,0,0]
[null,89,{"$f":"SUM(AC2218:AC2241)","v":8.0668533970854419},688.45013960527649,0,0,{"$f":"SUM(AD2218:AD2241)","v":8.0668533970854472},1,{"$f":"SUM(AE2218:AE2241)","v":0},{"$f":"SUM(AF2218:AF2241)","v":0},{"$f":"SUM(AG2218:AG2241)","v":0},{"$f":"SUM(AH2218:AH2241)","v":0},0,null,0,0,0,0,688.45013960527649,102.35553410765367,1,0,0,0,0,1,null,89,0.28707948120910298,0.28707948120910198,0,0,0,0,0]
[null,90,{"$f":"SUM(AC2242:AC2265)","v":5.3898268175425139},693.83996642281897,0,0,{"$f":"SUM(AD2242:AD2265)","v":5.3898268175425175},1,{"$f":"SUM(AE2242:AE2265)","v":0},{"$f":"SUM(AF2242:AF2265)","v":0},{"$f":"SUM(AG2242:AG2265)","v":0},{"$f":"SUM(AH2242:AH2265)","v":0},0,null,0,0,0,0,693.83996642281897,102.35553410765367,1,0,0,0,0,1,null,90,0.17879511548988,0.28707948120910198,0,0,0,0,0]
[null,91,{"$f":"SUM(AC2266:AC2289)","v":8.3329331381466716},702.17289956096567,0,0,{"$f":"SUM(AD2266:AD2289)","v":8.3329331381466716},1,{"$f":"SUM(AE2266:AE2289)","v":0},{"$f":"SUM(AF2266:AF2289)","v":0},{"$f":"SUM(AG2266:AG2289)","v":0},{"$f":"SUM(AH2266:AH2289)","v":0},0,null,0,0,0,0,702.17289956096567,102.35553410765367,1,0,0,0,0,1,null,91,5.9178664986086899E-2,0.17879511548988,0,0,0,0,0]
[null,92,{"$f":"SUM(AC2290:AC2313)","v":5.0059434098570597},707.17884297082276,0,0,{"$f":"SUM(AD2290:AD2313)","v":5.0059434098570508},1,{"$f":"SUM(AE2290:AE2313)","v":0},{"$f":"SUM(AF2290:AF2313)","v":0},{"$f":"SUM(AG2290:AG2313)","v":0},{"$f":"SUM(AH2290:AH2313)","v":0},0,null,0,0,0,0,707.17884297082276,102.35553410765367,1,0,0,0,0,1,null,92,3.7773615948566101E-3,5.9178664986087003E-2,0,0,0,0,0]
[null,93,{"$f":"SUM(AC2314:AC2337)","v":4.7096711232572854},711.88851409408005,0,0,{"$f":"SUM(AD2314:AD2337)","v":4.7096711232572828},1,{"$f":"SUM(AE2314:AE2337)","v":0},{"$f":"SUM(AF2314:AF2337)","v":0},{"$f":"SUM(AG2314:AG2337)","v":0},{"$f":"SUM(AH2314:AH2337)","v":0},0,null,0,0,0,0,711.88851409408005,102.35553410765367,1,0,0,0,0,1,null,93,0,3.7773615948560901E-3,0,0,0,0,0]
[null,94,{"$f":"SUM(AC2338:AC2361)","v":6.5382543530904993},718.4267684471705,0,0,{"$f":"SUM(AD2338:AD2361)","v":6.5382543530904895},1,{"$f":"SUM(AE2338:AE2361)","v":0},{"$f":"SUM(AF2338:AF2361)","v":0},{"$f":"SUM(AG2338:AG2361)","v":0},{"$f":"SUM(AH2338:AH2361)","v":0},0,null,0,0,0,0,718.4267684471705,102.35553410765367,1,0,0,0,0,1,null,94,0,0,0,0,0,0,0]
[null,95,{"$f":"SUM(AC2362:AC2385)","v":6.8574211890485852},725.28418963621914,0,0,{"$f":"SUM(AD2362:AD2385)","v":6.857421189048587},1,{"$f":"SUM(AE2362:AE2385)","v":0},{"$f":"SUM(AF2362:AF2385)","v":0},{"$f":"SUM(AG2362:AG2385)","v":0},{"$f":"SUM(AH2362:AH2385)","v":0},0,null,0,0,0,0,725.28418963621914,102.35553410765367,1,0,0,0,0,1,null,95,0,0,0,0,0,0,0]
[null,96,{"$f":"SUM(AC2386:AC2409)","v":6.5959308941919019},731.88012053041109,0,0,{"$f":"SUM(AD2386:AD2409)","v":6.5959308941919002},1,{"$f":"SUM(AE2386:AE2409)","v":0},{"$f":"SUM(AF2386:AF2409)","v":0},{"$f":"SUM(AG2386:AG2409)","v":0},{"$f":"SUM(AH2386:AH2409)","v":0},0,null,0,0,0,0,731.88012053041109,102.35553410765367,1,0,0,0,0,1,null,96,0,0,0,0,0,0,0]
[null,97,{"$f":"SUM(AC2410:AC2433)","v":7.8948986937081127},739.77501922411921,0,0,{"$f":"SUM(AD2410:AD2433)","v":7.8948986937081163},1,{"$f":"SUM(AE2410:AE2433)","v":0},{"$f":"SUM(AF2410:AF2433)","v":0},{"$f":"SUM(AG2410:AG2433)","v":0},{"$f":"SUM(AH2410:AH2433)","v":0},0,null,0,0,0,0,739.77501922411921,102.35553410765367,1,0,0,0,0,1,null,97,0,0,0,0,0,0,0]
[null,98,{"$f":"SUM(AC2434:AC2457)","v":7.1740262925970724},746.9490455167163,0,0,{"$f":"SUM(AD2434:AD2457)","v":7.1740262925970839},1,{"$f":"SUM(AE2434:AE2457)","v":0},{"$f":"SUM(AF2434:AF2457)","v":0},{"$f":"SUM(AG2434:AG2457)","v":0},{"$f":"SUM(AH2434:AH2457)","v":0},0,null,0,0,0,0,746.9490455167163,102.35553410765367,1,0,0,0,0,1,null,98,0,0,0,0,0,0,0]
[null,99,{"$f":"SUM(AC2458:AC2481)","v":6.5150070297735443},753.46405254648982,0,0,{"$f":"SUM(AD2458:AD2481)","v":6.5150070297735425},1,{"$f":"SUM(AE2458:AE2481)","v":0},{"$f":"SUM(AF2458:AF2481)","v":0},{"$f":"SUM(AG2458:AG2481)","v":0},{"$f":"SUM(AH2458:AH2481)","v":0},0,null,0,0,0,0,753.46405254648982,102.35553410765367,1,0,0,0,0,1,null,99,0,0,0,0,0,0,0]
[null,100,{"$f":"SUM(AC2482:AC2505)","v":5.4699533895610868},758.93400593605088,0,0,{"$f":"SUM(AD2482:AD2505)","v":5.4699533895610966},1,{"$f":"SUM(AE2482:AE2505)","v":0},{"$f":"SUM(AF2482:AF2505)","v":0},{"$f":"SUM(AG2482:AG2505)","v":0},{"$f":"SUM(AH2482:AH2505)","v":0},0,null,0,0,0,0,758.93400593605088,102.35553410765367,1,0,0,0,0,1,null,100,0,0,0,0,0,0,0]
[null,101,{"$f":"SUM(AC2506:AC2529)","v":6.7008246965415452},765.63483063259241,0,0,{"$f":"SUM(AD2506:AD2529)","v":6.7008246965415381},1,{"$f":"SUM(AE2506:AE2529)","v":0},{"$f":"SUM(AF2506:AF2529)","v":0},{"$f":"SUM(AG2506:AG2529)","v":0},{"$f":"SUM(AH2506:AH2529)","v":0},0,null,0,0,0,0,765.63483063259241,102.35553410765367,1,0,0,0,0,1,null,101,2.7696706138564401E-2,0,0,0,0,0,0]
[null,102,{"$f":"SUM(AC2530:AC2553)","v":6.330457520178367},771.96528815277077,0,0,{"$f":"SUM(AD2530:AD2553)","v":6.3304575201783715},1,{"$f":"SUM(AE2530:AE2553)","v":0},{"$f":"SUM(AF2530:AF2553)","v":0},{"$f":"SUM(AG2530:AG2553)","v":0},{"$f":"SUM(AH2530:AH2553)","v":0},0,null,0,0,0,0,771.96528815277077,102.35553410765367,1,0,0,0,0,1,null,102,0.153590824950221,2.76967061385636E-2,0,0,0,0,0]
[null,103,{"$f":"SUM(AC2554:AC2577)","v":5.7262106701838764},777.6914988229546,0,0,{"$f":"SUM(AD2554:AD2577)","v":5.7262106701838738},1,{"$f":"SUM(AE2554:AE2577)","v":0},{"$f":"SUM(AF2554:AF2577)","v":0},{"$f":"SUM(AG2554:AG2577)","v":0},{"$f":"SUM(AH2554:AH2577)","v":0},0,null,0,0,0,0,777.6914988229546,102.35553410765367,1,0,0,0,0,1,null,103,0.19639482534618399,0.15359082495022,0,0,0,0,0]
[null,104,{"$f":"SUM(AC2578:AC2601)","v":4.6814206763024373},782.37291949925702,0,0,{"$f":"SUM(AD2578:AD2601)","v":4.681420676302432},1,{"$f":"SUM(AE2578:AE2601)","v":0},{"$f":"SUM(AF2578:AF2601)","v":0},{"$f":"SUM(AG2578:AG2601)","v":0},{"$f":"SUM(AH2578:AH2601)","v":0},0,null,0,0,0,0,782.37291949925702,102.35553410765367,1,0,0,0,0,1,null,104,0.24171670811838,0.19639482534618599,0,0,0,0,0]
[null,105,{"$f":"SUM(AC2602:AC2625)","v":4.125156312203484},786.49807581146047,0,0,{"$f":"SUM(AD2602:AD2625)","v":4.1251563122034804},1,{"$f":"SUM(AE2602:AE2625)","v":0},{"$f":"SUM(AF2602:AF2625)","v":0},{"$f":"SUM(AG2602:AG2625)","v":0},{"$f":"SUM(AH2602:AH2625)","v":0},0,null,0,0,0,0,786.49807581146047,102.35553410765367,1,0,0,0,0,1,null,105,0.39153070950425101,0.241716708118381,0,0,0,0,0]
[null,106,{"$f":"SUM(AC2626:AC2649)","v":7.3246505444438297},793.82272635590425,0,0,{"$f":"SUM(AD2626:AD2649)","v":7.3246505444438288},1,{"$f":"SUM(AE2626:AE2649)","v":0},{"$f":"SUM(AF2626:AF2649)","v":0},{"$f":"SUM(AG2626:AG2649)","v":0},{"$f":"SUM(AH2626:AH2649)","v":0},0,null,0,0,0,0,793.82272635590425,102.35553410765367,1,0,0,0,0,1,null,106,0.88503565524594396,0.39153070950425101,0,0,0,0,0]
[null,107,{"$f":"SUM(AC2650:AC2673)","v":5.1469839605758088},798.96971031648002,0,0,{"$f":"SUM(AD2650:AD2673)","v":5.1469839605758079},1,{"$f":"SUM(AE2650:AE2673)","v":0},{"$f":"SUM(AF2650:AF2673)","v":0},{"$f":"SUM(AG2650:AG2673)","v":0},{"$f":"SUM(AH2650:AH2673)","v":0},0,null,0,0,0,0,798.96971031648002,102.35553410765367,1,0,0,0,0,1,null,107,0.69997130059280899,0.88503565524594197,0,0,0,0,0]
[null,108,{"$f":"SUM(AC2674:AC2697)","v":7.39044885911711},806.36015917559712,0,0,{"$f":"SUM(AD2674:AD2697)","v":7.390448859117102},1,{"$f":"SUM(AE2674:AE2697)","v":0},{"$f":"SUM(AF2674:AF2697)","v":0},{"$f":"SUM(AG2674:AG2697)","v":0},{"$f":"SUM(AH2674:AH2697)","v":0},0,null,0,0,0,0,806.36015917559712,102.35553410765367,1,0,0,0,0,1,null,108,0.99959930336455105,0.69997130059281099,0,0,0,0,0]
[null,109,{"$f":"SUM(AC2698:AC2721)","v":5.3263298364496423},811.68648901204676,0,0,{"$f":"SUM(AD2698:AD2721)","v":5.3263298364496361},1,{"$f":"SUM(AE2698:AE2721)","v":0},{"$f":"SUM(AF2698:AF2721)","v":0},{"$f":"SUM(AG2698:AG2721)","v":0},{"$f":"SUM(AH2698:AH2721)","v":0},0,null,0,0,0,0,811.68648901204676,102.35553410765367,1,0,0,0,0,1,null,109,0.61562224098899898,0.99959930336455105,0,0,0,0,0]
[null,110,{"$f":"SUM(AC2722:AC2745)","v":3.8817435897640458},815.56823260181079,0,0,{"$f":"SUM(AD2722:AD2745)","v":3.8817435897640475},1,{"$f":"SUM(AE2722:AE2745)","v":0},{"$f":"SUM(AF2722:AF2745)","v":0},{"$f":"SUM(AG2722:AG2745)","v":0},{"$f":"SUM(AH2722:AH2745)","v":0},0,null,0,0,0,0,815.56823260181079,102.35553410765367,1,0,0,0,0,1,null,110,5.5393412277128802E-2,0.61562224098899998,0,0,0,0,0]
[null,111,{"$f":"SUM(AC2746:AC2769)","v":7.6999688943029572},823.26820149611376,0,0,{"$f":"SUM(AD2746:AD2769)","v":5.9999688943029561},1,{"$f":"SUM(AE2746:AE2769)","v":0},{"$f":"SUM(AF2746:AF2769)","v":0},{"$f":"SUM(AG2746:AG2769)","v":1.7},{"$f":"SUM(AH2746:AH2769)","v":0},1.7,null,1.7,1.7,1.7,1.7,823.26820149611376,104.05553410765367,1,0,0,0,0,1,null,111,0.10826894217802401,5.5393412277129898E-2,0,0,0,0,0]
[null,112,{"$f":"SUM(AC2770:AC2793)","v":3.8239153289222254},827.09211682503599,0,0,{"$f":"SUM(AD2770:AD2793)","v":3.8239153289222179},1,{"$f":"SUM(AE2770:AE2793)","v":0},{"$f":"SUM(AF2770:AF2793)","v":0},{"$f":"SUM(AG2770:AG2793)","v":0},{"$f":"SUM(AH2770:AH2793)","v":0},0,null,0,0,0,0,827.09211682503599,104.05553410765367,1,0,0,0,0,1,null,112,0.10449211861367499,0.108268942178025,0,0,0,0,0]
[null,113,{"$f":"SUM(AC2794:AC2817)","v":7.7337137512378167},834.8258305762738,0,0,{"$f":"SUM(AD2794:AD2817)","v":7.7337137512378096},1,{"$f":"SUM(AE2794:AE2817)","v":0},{"$f":"SUM(AF2794:AF2817)","v":0},{"$f":"SUM(AG2794:AG2817)","v":0},{"$f":"SUM(AH2794:AH2817)","v":0},0,null,0,0,0,0,834.8258305762738,104.05553410765367,1,0,0,0,0,1,null,113,8.0572236039459996E-2,0.10449211861367499,0,0,0,0,0]
[null,114,{"$f":"SUM(AC2818:AC2841)","v":8.0238481735119116},842.84967874978577,0,0,{"$f":"SUM(AD2818:AD2841)","v":8.0238481735119151},1,{"$f":"SUM(AE2818:AE2841)","v":0},{"$f":"SUM(AF2818:AF2841)","v":0},{"$f":"SUM(AG2818:AG2841)","v":0},{"$f":"SUM(AH2818:AH2841)","v":0},0,null,0,0,0,0,842.84967874978577,104.05553410765367,1,0,0,0,0,1,null,114,3.52503532672638E-2,8.0572236039461204E-2,0,0,0,0,0]
[null,115,{"$f":"SUM(AC2842:AC2865)","v":5.4847480144237579},848.33442676420952,0,0,{"$f":"SUM(AD2842:AD2865)","v":5.4847480144237597},1,{"$f":"SUM(AE2842:AE2865)","v":0},{"$f":"SUM(AF2842:AF2865)","v":0},{"$f":"SUM(AG2842:AG2865)","v":0},{"$f":"SUM(AH2842:AH2865)","v":0},0,null,0,0,0,0,848.33442676420952,104.05553410765367,1,0,0,0,0,1,null,115,2.39198825742147E-2,3.5250353267263203E-2,0,0,0,0,0]
[null,116,{"$f":"SUM(AC2866:AC2889)","v":5.2303867734687497},853.56481353767822,0,0,{"$f":"SUM(AD2866:AD2889)","v":5.2303867734687453},1,{"$f":"SUM(AE2866:AE2889)","v":0},{"$f":"SUM(AF2866:AF2889)","v":0},{"$f":"SUM(AG2866:AG2889)","v":0},{"$f":"SUM(AH2866:AH2889)","v":0},0,null,0,0,0,0,853.56481353767822,104.05553410765367,1,0,0,0,0,1,null,116,0,2.3919882574213701E-2,0,0,0,0,0]
[null,117,{"$f":"SUM(AC2890:AC2913)","v":7.7865426672211706},861.35135620489939,0,0,{"$f":"SUM(AD2890:AD2913)","v":7.7865426672211795},1,{"$f":"SUM(AE2890:AE2913)","v":0},{"$f":"SUM(AF2890:AF2913)","v":0},{"$f":"SUM(AG2890:AG2913)","v":0},{"$f":"SUM(AH2890:AH2913)","v":0},0,null,0,0,0,0,861.35135620489939,104.05553410765367,1,0,0,0,0,1,null,117,0,0,0,0,0,0,0]
[null,118,{"$f":"SUM(AC2914:AC2937)","v":7.8214516451913374},869.17280785009075,0,0,{"$f":"SUM(AD2914:AD2937)","v":7.8214516451913383},1,{"$f":"SUM(AE2914:AE2937)","v":0},{"$f":"SUM(AF2914:AF2937)","v":0},{"$f":"SUM(AG2914:AG2937)","v":0},{"$f":"SUM(AH2914:AH2937)","v":0},0,null,0,0,0,0,869.17280785009075,104.05553410765367,1,0,0,0,0,1,null,118,0,0,0,0,0,0,0]
[null,119,{"$f":"SUM(AC2938:AC2961)","v":8.7319249369331544},877.90473278702393,0,0,{"$f":"SUM(AD2938:AD2961)","v":8.7319249369331562},1,{"$f":"SUM(AE2938:AE2961)","v":0},{"$f":"SUM(AF2938:AF2961)","v":0},{"$f":"SUM(AG2938:AG2961)","v":0},{"$f":"SUM(AH2938:AH2961)","v":0},0,null,0,0,0,0,877.90473278702393,104.05553410765367,1,0,0,0,0,1,null,119,0,0,0,0,0,0,0]
[null,120,{"$f":"SUM(AC2962:AC2985)","v":5.5862320630472615},883.49096485007124,0,0,{"$f":"SUM(AD2962:AD2985)","v":5.5862320630472668},1,{"$f":"SUM(AE2962:AE2985)","v":0},{"$f":"SUM(AF2962:AF2985)","v":0},{"$f":"SUM(AG2962:AG2985)","v":0},{"$f":"SUM(AH2962:AH2985)","v":0},0,null,0,0,0,0,883.49096485007124,104.05553410765367,1,0,0,0,0,1,null,120,0,0,0,0,0,0,0]
[null,121,{"$f":"SUM(AC2986:AC3009)","v":3.9340065130274282},887.42497136309862,0,0,{"$f":"SUM(AD2986:AD3009)","v":3.9340065130274291},1,{"$f":"SUM(AE2986:AE3009)","v":0},{"$f":"SUM(AF2986:AF3009)","v":0},{"$f":"SUM(AG2986:AG3009)","v":0},{"$f":"SUM(AH2986:AH3009)","v":0},0,null,0,0,0,0,887.42497136309862,104.05553410765367,1,0,0,0,0,1,null,121,0,0,0,0,0,0,0]
[null,122,{"$f":"SUM(AC3010:AC3033)","v":7.7662075362484764},895.19117889934705,0,0,{"$f":"SUM(AD3010:AD3033)","v":7.7662075362484755},1,{"$f":"SUM(AE3010:AE3033)","v":0},{"$f":"SUM(AF3010:AF3033)","v":0},{"$f":"SUM(AG3010:AG3033)","v":0},{"$f":"SUM(AH3010:AH3033)","v":0},0,null,0,0,0,0,895.19117889934705,104.05553410765367,1,0,0,0,0,1,null,122,0,0,0,0,0,0,0]
[null,123,{"$f":"SUM(AC3034:AC3057)","v":5.4433888847902594},900.63456778413729,0,0,{"$f":"SUM(AD3034:AD3057)","v":5.4433888847902576},1,{"$f":"SUM(AE3034:AE3057)","v":0},{"$f":"SUM(AF3034:AF3057)","v":0},{"$f":"SUM(AG3034:AG3057)","v":0},{"$f":"SUM(AH3034:AH3057)","v":0},0,null,0,0,0,0,900.63456778413729,104.05553410765367,1,0,0,0,0,1,null,123,0,0,0,0,0,0,0]
[null,124,{"$f":"SUM(AC3058:AC3081)","v":3.4608435246609588},904.09541130879825,0,0,{"$f":"SUM(AD3058:AD3081)","v":3.4608435246609672},1,{"$f":"SUM(AE3058:AE3081)","v":0},{"$f":"SUM(AF3058:AF3081)","v":0},{"$f":"SUM(AG3058:AG3081)","v":0},{"$f":"SUM(AH3058:AH3081)","v":0},0,null,0,0,0,0,904.09541130879825,104.05553410765367,1,0,0,0,0,1,null,124,3.7601854102035999E-3,0,0,0,0,0,0]
[null,125,{"$f":"SUM(AC3082:AC3105)","v":5.9242622962673277},910.01967360506558,0,0,{"$f":"SUM(AD3082:AD3105)","v":5.9242622962673241},1,{"$f":"SUM(AE3082:AE3105)","v":0},{"$f":"SUM(AF3082:AF3105)","v":0},{"$f":"SUM(AG3082:AG3105)","v":0},{"$f":"SUM(AH3082:AH3105)","v":0},0,null,0,0,0,0,910.01967360506558,104.05553410765367,1,0,0,0,0,1,null,125,4.88824103326468E-2,3.76018541020373E-3,0,0,0,0,0]
[null,126,{"$f":"SUM(AC3106:AC3129)","v":5.9717380621352323},915.99141166720085,0,0,{"$f":"SUM(AD3106:AD3129)","v":5.9717380621352207},1,{"$f":"SUM(AE3106:AE3129)","v":0},{"$f":"SUM(AF3106:AF3129)","v":0},{"$f":"SUM(AG3106:AG3129)","v":0},{"$f":"SUM(AH3106:AH3129)","v":0},0,null,0,0,0,0,915.99141166720085,104.05553410765367,1,0,0,0,0,1,null,126,0.149154021271409,4.8882410332645697E-2,0,0,0,0,0]
[null,127,{"$f":"SUM(AC3130:AC3153)","v":5.9485929751401079},921.94000464234091,0,0,{"$f":"SUM(AD3130:AD3153)","v":5.9485929751401088},1,{"$f":"SUM(AE3130:AE3153)","v":0},{"$f":"SUM(AF3130:AF3153)","v":0},{"$f":"SUM(AG3130:AG3153)","v":0},{"$f":"SUM(AH3130:AH3153)","v":0},0,null,0,0,0,0,921.94000464234091,104.05553410765367,1,0,0,0,0,1,null,127,0.271986744671394,0.149154021271408,0,0,0,0,0]
[null,128,{"$f":"SUM(AC3154:AC3177)","v":6.5593333476166853},928.49933798995755,0,0,{"$f":"SUM(AD3154:AD3177)","v":6.5593333476166871},1,{"$f":"SUM(AE3154:AE3177)","v":0},{"$f":"SUM(AF3154:AF3177)","v":0},{"$f":"SUM(AG3154:AG3177)","v":0},{"$f":"SUM(AH3154:AH3177)","v":0},0,null,0,0,0,0,928.49933798995755,104.05553410765367,1,0,0,0,0,1,null,128,0.41111360484892701,0.271986744671393,0,0,0,0,0]
[null,129,{"$f":"SUM(AC3178:AC3201)","v":6.9482241597535443},935.44756214971108,0,0,{"$f":"SUM(AD3178:AD3201)","v":6.9482241597535364},1,{"$f":"SUM(AE3178:AE3201)","v":0},{"$f":"SUM(AF3178:AF3201)","v":0},{"$f":"SUM(AG3178:AG3201)","v":0},{"$f":"SUM(AH3178:AH3201)","v":0},0,null,0,0,0,{"$f":"IF(Q234<$D$7*24*Oppervlak, Q234,$D$7*24*Oppervlak)","v":0},935.44756214971108,104.05553410765367,1,0,0,{"$f":"IF(W234<$D$7*24*Oppervlak, W234,24*$D$7*Oppervlak)","v":0},0,1,null,129,0.703154671708073,0.411113604848928,0,0,0,0,0]
[null,130,{"$f":"SUM(AC3202:AC3225)","v":4.7877829869896491},940.23534513670074,{"$f":"IF($H$101>D235,D235,$H$101)","v":0},0,{"$f":"SUM(AD3202:AD3225)","v":4.7877829869896491},{"$f":"IF(INT(G235)*1>INT(F235),1,0)","v":1},{"$f":"SUM(AE3202:AE3225)","v":0},{"$f":"SUM(AF3202:AF3225)","v":0},{"$f":"SUM(AG3202:AG3225)","v":0},{"$f":"SUM(AH3202:AH3225)","v":0},{"$f":"SUM(I235:L235)","v":0},null,0,{"$f":"IF(O235<$R$101,O235,$R$101)","v":0},{"$f":"IF(Q234+P235-R234>0,Q234+P235-R234,0)","v":0},0,940.23534513670074,104.05553410765367,1,0,0,0,0,{"$f":"IF(INT(G235)*1>INT(Y235),1,0)","v":1},null,130,0.60288306076931097,0.703154671708073,0,0,0,0,{"$f":"SUM(AE235:AH235)","v":0}]
[null,{"$f":"B235+1","v":131},{"$f":"SUM(AC3226:AC3249)","v":6.1781531837069812},{"$f":"IF(D235+C236-E235>=0,D235+C236-E235,0)","v":946.41349832040771},0,{"$f":"IF(E236+F235-G235>0,E236+F235-G235,0)","v":0},{"$f":"SUM(AD3226:AD3249)","v":6.1781531837069812},1,{"$f":"SUM(AE3226:AE3249)","v":0},{"$f":"SUM(AF3226:AF3249)","v":0},{"$f":"SUM(AG3226:AG3249)","v":0},{"$f":"SUM(AH3226:AH3249)","v":0},0,null,{"$f":"IF(O235+M236-P235>=0,O235+M236-P235,0)","v":0},0,0,0,{"$f":"IF(S235+C236-IF(U235=1,V235,0)>0,S235+C236-IF(U235=1,V235,0),0)","v":946.41349832040771},{"$f":"IF(T235+M236-IF(U235=2,V235,0)>=0,T235+M236-IF(U235=2,V235,0),0)","v":104.05553410765367},{"$f":"IF(S236>$W$101*$V$101,1,IF(T236>$X$101*$Z$101,2,0))","v":1},{"$f":"IF(U236=1,IF(S236>$Y$101,$Y$101,S236),IF(U236=2,IF(T236>$Z$101,$Z$101,T236),0))","v":0},{"$f":"IF(U236=2,IF(W235+V236-X235>0,W235+V236-X235,0),IF(W235-X235>0,W235-X235,0))","v":0},0,{"$f":"IF(U236=1,IF(Y235+V236-G235>0,Y235+V236-G235,0),IF(Y235-G235>0,Y235-G235,0))","v":0},1,null,131,0.59912287535910702,0.60288306076930998,0,0,0,0,0]
[null,132,{"$f":"SUM(AC3250:AC3273)","v":9.3596059922132167},955.77310431262094,0,0,{"$f":"SUM(AD3250:AD3273)","v":9.3596059922132042},1,{"$f":"SUM(AE3250:AE3273)","v":0},{"$f":"SUM(AF3250:AF3273)","v":0},{"$f":"SUM(AG3250:AG3273)","v":0},{"$f":"SUM(AH3250:AH3273)","v":0},0,null,0,0,0,0,955.77310431262094,104.05553410765367,1,0,0,0,0,1,null,132,0.73824973553663997,0.59912287535910702,0,0,0,0,0]
[null,133,{"$f":"SUM(AC3274:AC3297)","v":6.2864339287473117},962.05953824136827,0,0,{"$f":"SUM(AD3274:AD3297)","v":6.2864339287473054},1,{"$f":"SUM(AE3274:AE3297)","v":0},{"$f":"SUM(AF3274:AF3297)","v":0},{"$f":"SUM(AG3274:AG3297)","v":0},{"$f":"SUM(AH3274:AH3297)","v":0},0,null,0,0,0,0,962.05953824136827,104.05553410765367,1,0,0,0,0,1,null,133,0.81846702428764995,0.73824973553663897,0,0,0,0,0]
[null,134,{"$f":"SUM(AC3298:AC3321)","v":5.1752219695113544},967.23476021087959,0,0,{"$f":"SUM(AD3298:AD3321)","v":5.1752219695113499},1,{"$f":"SUM(AE3298:AE3321)","v":0},{"$f":"SUM(AF3298:AF3321)","v":0},{"$f":"SUM(AG3298:AG3321)","v":0},{"$f":"SUM(AH3298:AH3321)","v":0},0,null,0,0,0,0,967.23476021087959,104.05553410765367,1,0,0,0,0,1,null,134,0.634217939187674,0.81846702428764995,0,0,0,0,0]
[null,135,{"$f":"SUM(AC3322:AC3345)","v":8.1468190765432791},975.38157928742282,0,0,{"$f":"SUM(AD3322:AD3345)","v":6.4468190765432745},1,{"$f":"SUM(AE3322:AE3345)","v":0},{"$f":"SUM(AF3322:AF3345)","v":0},{"$f":"SUM(AG3322:AG3345)","v":1.7},{"$f":"SUM(AH3322:AH3345)","v":0},1.7,null,1.7,1.7,1.7,1.7,975.38157928742282,105.75553410765367,1,0,0,0,0,1,null,135,0.64424510028155002,0.634217939187673,0,0,0,0,0]
[null,136,{"$f":"SUM(AC3346:AC3369)","v":5.676677740016542},981.05825702743937,0,0,{"$f":"SUM(AD3346:AD3369)","v":5.676677740016542},1,{"$f":"SUM(AE3346:AE3369)","v":0},{"$f":"SUM(AF3346:AF3369)","v":0},{"$f":"SUM(AG3346:AG3369)","v":0},{"$f":"SUM(AH3346:AH3369)","v":0},0,null,0,0,0,0,981.05825702743937,105.75553410765367,1,0,0,0,0,1,null,136,0.48381052277953002,0.64424510028155102,0,0,0,0,0]
[null,137,{"$f":"SUM(AC3370:AC3393)","v":5.8578486609356952},986.91610568837507,0,0,{"$f":"SUM(AD3370:AD3393)","v":5.8578486609356961},1,{"$f":"SUM(AE3370:AE3393)","v":0},{"$f":"SUM(AF3370:AF3393)","v":0},{"$f":"SUM(AG3370:AG3393)","v":0},{"$f":"SUM(AH3370:AH3393)","v":0},0,null,0,0,0,0,986.91610568837507,105.75553410765367,1,0,0,0,0,1,null,137,0.44871545895096299,0.48381052277953202,0,0,0,0,0]
[null,138,{"$f":"SUM(AC3394:AC3417)","v":7.4668008045526522},994.38290649292776,0,0,{"$f":"SUM(AD3394:AD3417)","v":7.4668008045526433},1,{"$f":"SUM(AE3394:AE3417)","v":0},{"$f":"SUM(AF3394:AF3417)","v":0},{"$f":"SUM(AG3394:AG3417)","v":0},{"$f":"SUM(AH3394:AH3417)","v":0},0,null,0,0,0,0,994.38290649292776,105.75553410765367,1,0,0,0,0,1,null,138,0.22937131002242001,0.44871545895096299,0,0,0,0,0]
[null,139,{"$f":"SUM(AC3418:AC3441)","v":8.8937123329495016},1003.2766188258772,0,0,{"$f":"SUM(AD3418:AD3441)","v":8.8937123329494998},1,{"$f":"SUM(AE3418:AE3441)","v":0},{"$f":"SUM(AF3418:AF3441)","v":0},{"$f":"SUM(AG3418:AG3441)","v":0},{"$f":"SUM(AH3418:AH3441)","v":0},0,null,0,0,0,0,1003.2766188258772,105.75553410765367,1,0,0,0,0,1,null,139,6.2669756836726695E-2,0.22937131002241901,0,0,0,0,0]
[null,140,{"$f":"SUM(AC3442:AC3465)","v":10.53460585516051},1013.8112246810377,0,0,{"$f":"SUM(AD3442:AD3465)","v":10.53460585516051},1,{"$f":"SUM(AE3442:AE3465)","v":0},{"$f":"SUM(AF3442:AF3465)","v":0},{"$f":"SUM(AG3442:AG3465)","v":0},{"$f":"SUM(AH3442:AH3465)","v":0},0,null,0,0,0,0,1013.8112246810377,105.75553410765367,1,0,0,0,0,1,null,140,3.7601854102035999E-3,6.2669756836725196E-2,0,0,0,0,0]
[null,141,{"$f":"SUM(AC3466:AC3489)","v":8.256867895062129},1022.0680925760998,0,0,{"$f":"SUM(AD3466:AD3489)","v":8.2568678950621361},1,{"$f":"SUM(AE3466:AE3489)","v":0},{"$f":"SUM(AF3466:AF3489)","v":0},{"$f":"SUM(AG3466:AG3489)","v":0},{"$f":"SUM(AH3466:AH3489)","v":0},0,null,0,0,0,0,1022.0680925760998,105.75553410765367,1,0,0,0,0,1,null,141,0,3.76018541020373E-3,0,0,0,0,0]
[null,142,{"$f":"SUM(AC3490:AC3513)","v":7.4760441113224578},1029.5441366874222,0,0,{"$f":"SUM(AD3490:AD3513)","v":7.4760441113224623},1,{"$f":"SUM(AE3490:AE3513)","v":0},{"$f":"SUM(AF3490:AF3513)","v":0},{"$f":"SUM(AG3490:AG3513)","v":0},{"$f":"SUM(AH3490:AH3513)","v":0},0,null,0,0,0,0,1029.5441366874222,105.75553410765367,1,0,0,0,0,1,null,142,0,0,0,0,0,0,0]
[null,143,{"$f":"SUM(AC3514:AC3537)","v":4.7197614631786422},1034.2638981506009,0,0,{"$f":"SUM(AD3514:AD3537)","v":0},0,{"$f":"SUM(AE3514:AE3537)","v":6.2012856827077103},{"$f":"SUM(AF3514:AF3537)","v":0},{"$f":"SUM(AG3514:AG3537)","v":0},{"$f":"SUM(AH3514:AH3537)","v":0},6.2012856827077103,null,6.2012856827077103,6.2012856827077103,6.2012856827077103,6.2012856827077103,1034.2638981506009,111.95681979036138,1,0,0,0,0,0,null,143,0,0,0,0,0,0,0]
[null,144,{"$f":"SUM(AC3538:AC3561)","v":7.9463619693676044},1042.2102601199686,0,0,{"$f":"SUM(AD3538:AD3561)","v":6.4648377498385319},1,{"$f":"SUM(AE3538:AE3561)","v":0},{"$f":"SUM(AF3538:AF3561)","v":0},{"$f":"SUM(AG3538:AG3561)","v":0},{"$f":"SUM(AH3538:AH3561)","v":0},0,null,0,0,0,0,1042.2102601199686,111.95681979036138,1,0,0,0,0,1,null,144,0,0,0,0,0,0,0]
[null,145,{"$f":"SUM(AC3562:AC3585)","v":6.0119594127629234},1048.2222195327315,0,0,{"$f":"SUM(AD3562:AD3585)","v":6.0119594127629234},1,{"$f":"SUM(AE3562:AE3585)","v":0},{"$f":"SUM(AF3562:AF3585)","v":0},{"$f":"SUM(AG3562:AG3585)","v":0},{"$f":"SUM(AH3562:AH3585)","v":0},0,null,0,0,0,0,1048.2222195327315,111.95681979036138,1,0,0,0,0,1,null,145,0,0,0,0,0,0,0]
[null,146,{"$f":"SUM(AC3586:AC3609)","v":7.2444158018401081},1055.4666353345717,0,0,{"$f":"SUM(AD3586:AD3609)","v":7.244415801840109},1,{"$f":"SUM(AE3586:AE3609)","v":0},{"$f":"SUM(AF3586:AF3609)","v":0},{"$f":"SUM(AG3586:AG3609)","v":0},{"$f":"SUM(AH3586:AH3609)","v":0},0,null,0,0,0,0,1055.4666353345717,111.95681979036138,1,0,0,0,0,1,null,146,0,0,0,0,0,0,0]
[null,147,{"$f":"SUM(AC3610:AC3633)","v":10.122543361153939},1065.5891786957256,0,0,{"$f":"SUM(AD3610:AD3633)","v":7.5898899954727987},1,{"$f":"SUM(AE3610:AE3633)","v":2.5326533656811399},{"$f":"SUM(AF3610:AF3633)","v":0},{"$f":"SUM(AG3610:AG3633)","v":0},{"$f":"SUM(AH3610:AH3633)","v":0},2.5326533656811399,null,2.5326533656811399,2.5326533656811399,2.5326533656811399,2.5326533656811399,1065.5891786957256,114.48947315604252,1,0,0,0,0,1,null,147,0,0,0,0,0,0,0]
[null,148,{"$f":"SUM(AC3634:AC3657)","v":8.0095097286652326},1073.598688424391,0,0,{"$f":"SUM(AD3634:AD3657)","v":8.0095097286652273},1,{"$f":"SUM(AE3634:AE3657)","v":0},{"$f":"SUM(AF3634:AF3657)","v":0},{"$f":"SUM(AG3634:AG3657)","v":0},{"$f":"SUM(AH3634:AH3657)","v":0},0,null,0,0,0,0,1073.598688424391,114.48947315604252,1,0,0,0,0,1,null,148,0,0,0,0,0,0,0]
[null,149,{"$f":"SUM(AC3658:AC3681)","v":9.2303127368010198},1082.8290011611921,0,0,{"$f":"SUM(AD3658:AD3681)","v":0},0,{"$f":"SUM(AE3658:AE3681)","v":10.215476864303881},{"$f":"SUM(AF3658:AF3681)","v":0},{"$f":"SUM(AG3658:AG3681)","v":0},{"$f":"SUM(AH3658:AH3681)","v":0},10.215476864303881,null,10.215476864303881,10.215476864303881,10.215476864303881,10.215476864303881,1082.8290011611921,124.7049500203464,1,0,0,0,0,0,null,149,1.7478979413961E-2,0,0,0,0,0,0]
[null,150,{"$f":"SUM(AC3682:AC3705)","v":8.6772704876661901},1091.5062716488583,0,0,{"$f":"SUM(AD3682:AD3705)","v":7.6921063601633257},1,{"$f":"SUM(AE3682:AE3705)","v":0},{"$f":"SUM(AF3682:AF3705)","v":0},{"$f":"SUM(AG3682:AG3705)","v":0},{"$f":"SUM(AH3682:AH3705)","v":0},0,null,0,0,0,0,1091.5062716488583,124.7049500203464,1,0,0,0,0,1,null,150,3.4957958827922103E-2,1.7478979413959601E-2,0,0,0,0,0]
[null,151,{"$f":"SUM(AC3706:AC3729)","v":10.7520420238268},1102.2583136726851,0,0,{"$f":"SUM(AD3706:AD3729)","v":10.7520420238268},1,{"$f":"SUM(AE3706:AE3729)","v":0},{"$f":"SUM(AF3706:AF3729)","v":0},{"$f":"SUM(AG3706:AG3729)","v":0},{"$f":"SUM(AH3706:AH3729)","v":0},0,null,0,0,0,0,1102.2583136726851,124.7049500203464,1,0,0,0,0,1,null,151,0.11111636913160899,3.4957958827921999E-2,0,0,0,0,0]
[null,152,{"$f":"SUM(AC3730:AC3753)","v":5.5428476652247092},1107.8011613379097,0,0,{"$f":"SUM(AD3730:AD3753)","v":5.5428476652247118},1,{"$f":"SUM(AE3730:AE3753)","v":0},{"$f":"SUM(AF3730:AF3753)","v":0},{"$f":"SUM(AG3730:AG3753)","v":0},{"$f":"SUM(AH3730:AH3753)","v":0},0,null,0,0,0,0,1107.8011613379097,124.7049500203464,1,0,0,0,0,1,null,152,0.13234084413427599,0.11111636913160899,0,0,0,0,0]
[null,153,{"$f":"SUM(AC3754:AC3777)","v":5.1754006480170629},1112.9765619859268,0,0,{"$f":"SUM(AD3754:AD3777)","v":5.1754006480170602},1,{"$f":"SUM(AE3754:AE3777)","v":0},{"$f":"SUM(AF3754:AF3777)","v":0},{"$f":"SUM(AG3754:AG3777)","v":0},{"$f":"SUM(AH3754:AH3777)","v":0},0,null,0,0,0,0,1112.9765619859268,124.7049500203464,1,0,0,0,0,1,null,153,0.210996251497101,0.13234084413427699,0,0,0,0,0]
[null,154,{"$f":"SUM(AC3778:AC3801)","v":8.4317139062465269},1121.4082758921734,0,0,{"$f":"SUM(AD3778:AD3801)","v":5.8786007477819826},1,{"$f":"SUM(AE3778:AE3801)","v":2.5531131584645501},{"$f":"SUM(AF3778:AF3801)","v":0},{"$f":"SUM(AG3778:AG3801)","v":0},{"$f":"SUM(AH3778:AH3801)","v":0},2.5531131584645501,null,2.5531131584645501,2.5531131584645501,2.5531131584645501,2.5531131584645501,1121.4082758921734,127.25806317881096,1,0,0,0,0,1,null,154,0.20849925443796399,0.21099625149710299,0,0,0,0,0]
[null,155,{"$f":"SUM(AC3802:AC3825)","v":8.4752944389361691},1129.8835703311095,0,0,{"$f":"SUM(AD3802:AD3825)","v":8.4752944389361602},1,{"$f":"SUM(AE3802:AE3825)","v":0},{"$f":"SUM(AF3802:AF3825)","v":0},{"$f":"SUM(AG3802:AG3825)","v":0},{"$f":"SUM(AH3802:AH3825)","v":0},0,null,0,0,0,0,1129.8835703311095,127.25806317881096,1,0,0,0,0,1,null,155,0.20100826326055199,0.20849925443796299,0,0,0,0,0]
[null,156,{"$f":"SUM(AC3826:AC3849)","v":7.1296636066107455},1137.0132339377203,0,0,{"$f":"SUM(AD3826:AD3849)","v":0},0,{"$f":"SUM(AE3826:AE3849)","v":7.5486143519028701},{"$f":"SUM(AF3826:AF3849)","v":0},{"$f":"SUM(AG3826:AG3849)","v":0},{"$f":"SUM(AH3826:AH3849)","v":0},7.5486143519028701,null,7.5486143519028701,7.5486143519028701,7.5486143519028701,7.5486143519028701,1137.0132339377203,134.80667753071384,1,0,0,0,0,0,null,156,0.468186948588242,0.20100826326055199,0,0,0,0,0]
[null,157,{"$f":"SUM(AC3850:AC3873)","v":5.4774346309833888},1142.4906685687038,0,0,{"$f":"SUM(AD3850:AD3873)","v":5.0584838856912677},1,{"$f":"SUM(AE3850:AE3873)","v":0},{"$f":"SUM(AF3850:AF3873)","v":0},{"$f":"SUM(AG3850:AG3873)","v":0},{"$f":"SUM(AH3850:AH3873)","v":0},0,null,0,0,0,0,1142.4906685687038,134.80667753071384,1,0,0,0,0,1,null,157,1.0225202957167201,0.468186948588242,0,0,0,0,0]
[null,158,{"$f":"SUM(AC3874:AC3897)","v":3.9684051685183537},1146.4590737372221,0,0,{"$f":"SUM(AD3874:AD3897)","v":3.9684051685183523},1,{"$f":"SUM(AE3874:AE3897)","v":0},{"$f":"SUM(AF3874:AF3897)","v":0},{"$f":"SUM(AG3874:AG3897)","v":0},{"$f":"SUM(AH3874:AH3897)","v":0},0,null,0,0,0,0,1146.4590737372221,134.80667753071384,1,0,0,0,0,1,null,158,0.84648200304754195,1.0225202957167201,0,0,0,0,0]
[null,159,{"$f":"SUM(AC3898:AC3921)","v":6.7990217614010486},1153.2580954986231,0,0,{"$f":"SUM(AD3898:AD3921)","v":5.099021761401052},1,{"$f":"SUM(AE3898:AE3921)","v":0},{"$f":"SUM(AF3898:AF3921)","v":0},{"$f":"SUM(AG3898:AG3921)","v":1.7},{"$f":"SUM(AH3898:AH3921)","v":0},1.7,null,1.7,1.7,1.7,1.7,1153.2580954986231,136.50667753071383,1,0,0,0,0,1,null,159,0.69666217949930398,0.84648200304754095,0,0,0,0,0]
[null,160,{"$f":"SUM(AC3922:AC3945)","v":4.5911783384266149},1157.8492738370496,0,0,{"$f":"SUM(AD3922:AD3945)","v":4.5911783384266149},1,{"$f":"SUM(AE3922:AE3945)","v":0},{"$f":"SUM(AF3922:AF3945)","v":0},{"$f":"SUM(AG3922:AG3945)","v":0},{"$f":"SUM(AH3922:AH3945)","v":0},0,null,0,0,0,0,1157.8492738370496,136.50667753071383,1,0,0,0,0,1,null,160,0.60302478978165597,0.69666217949930198,0,0,0,0,0]
[null,161,{"$f":"SUM(AC3946:AC3969)","v":4.6431316397017808},1162.4924054767514,0,0,{"$f":"SUM(AD3946:AD3969)","v":4.6431316397017799},1,{"$f":"SUM(AE3946:AE3969)","v":0},{"$f":"SUM(AF3946:AF3969)","v":0},{"$f":"SUM(AG3946:AG3969)","v":0},{"$f":"SUM(AH3946:AH3969)","v":0},0,null,0,0,0,0,1162.4924054767514,136.50667753071383,1,0,0,0,0,1,null,161,0.40201652652110398,0.60302478978165597,0,0,0,0,0]
[null,162,{"$f":"SUM(AC3970:AC3993)","v":7.4932041851881888},1169.9856096619396,0,0,{"$f":"SUM(AD3970:AD3993)","v":7.4932041851881932},1,{"$f":"SUM(AE3970:AE3993)","v":0},{"$f":"SUM(AF3970:AF3993)","v":0},{"$f":"SUM(AG3970:AG3993)","v":0},{"$f":"SUM(AH3970:AH3993)","v":0},0,null,0,0,0,0,1169.9856096619396,136.50667753071383,1,0,0,0,0,1,null,162,0.17978378825788499,0.40201652652110398,0,0,0,0,0]
[null,163,{"$f":"SUM(AC3994:AC4017)","v":6.3269227139224471},1176.312532375862,0,0,{"$f":"SUM(AD3994:AD4017)","v":6.3269227139224604},1,{"$f":"SUM(AE3994:AE4017)","v":0},{"$f":"SUM(AF3994:AF4017)","v":0},{"$f":"SUM(AG3994:AG4017)","v":0},{"$f":"SUM(AH3994:AH4017)","v":0},0,null,0,0,0,0,1176.312532375862,136.50667753071383,1,0,0,0,0,1,null,163,4.1200451475765301E-2,0.17978378825788699,0,0,0,0,0]
[null,164,{"$f":"SUM(AC4018:AC4041)","v":5.1855893601905105},1181.4981217360526,0,0,{"$f":"SUM(AD4018:AD4041)","v":0},0,{"$f":"SUM(AE4018:AE4041)","v":6.1727530447549102},{"$f":"SUM(AF4018:AF4041)","v":0},{"$f":"SUM(AG4018:AG4041)","v":0},{"$f":"SUM(AH4018:AH4041)","v":0},6.1727530447549102,null,6.1727530447549102,6.1727530447549102,6.1727530447549102,6.1727530447549102,1181.4981217360526,142.67943057546873,1,0,0,0,0,0,null,164,3.7454955887059401E-3,4.1200451475764698E-2,0,0,0,0,0]
[null,165,{"$f":"SUM(AC4042:AC4065)","v":5.2330393140179723},1186.7311610500706,0,0,{"$f":"SUM(AD4042:AD4065)","v":4.2458756294535691},1,{"$f":"SUM(AE4042:AE4065)","v":0},{"$f":"SUM(AF4042:AF4065)","v":0},{"$f":"SUM(AG4042:AG4065)","v":0},{"$f":"SUM(AH4042:AH4065)","v":0},0,null,0,0,0,0,1186.7311610500706,142.67943057546873,1,0,0,0,0,1,null,165,0,3.74549558870563E-3,0,0,0,0,0]
[null,166,{"$f":"SUM(AC4066:AC4089)","v":7.4831203172464678},1194.214281367317,0,0,{"$f":"SUM(AD4066:AD4089)","v":7.4831203172464775},1,{"$f":"SUM(AE4066:AE4089)","v":0},{"$f":"SUM(AF4066:AF4089)","v":0},{"$f":"SUM(AG4066:AG4089)","v":0},{"$f":"SUM(AH4066:AH4089)","v":0},0,null,0,0,0,0,1194.214281367317,142.67943057546873,1,0,0,0,0,1,null,166,0,0,0,0,0,0,0]
[null,167,{"$f":"SUM(AC4090:AC4113)","v":9.9005740844226473},1204.1148554517397,0,0,{"$f":"SUM(AD4090:AD4113)","v":9.9005740844226491},1,{"$f":"SUM(AE4090:AE4113)","v":0},{"$f":"SUM(AF4090:AF4113)","v":0},{"$f":"SUM(AG4090:AG4113)","v":0},{"$f":"SUM(AH4090:AH4113)","v":0},0,null,0,0,0,0,1204.1148554517397,142.67943057546873,1,0,0,0,0,1,null,167,0,0,0,0,0,0,0]
[null,168,{"$f":"SUM(AC4114:AC4137)","v":8.4191649236582631},1212.5340203753979,0,0,{"$f":"SUM(AD4114:AD4137)","v":0.76369567040970909},0,{"$f":"SUM(AE4114:AE4137)","v":7.6554692532485493},{"$f":"SUM(AF4114:AF4137)","v":0},{"$f":"SUM(AG4114:AG4137)","v":0},{"$f":"SUM(AH4114:AH4137)","v":0},7.6554692532485493,null,7.6554692532485493,7.6554692532485493,7.6554692532485493,7.6554692532485493,1212.5340203753979,150.33489982871728,1,0,0,0,0,0,null,168,0,0,0,0,0,0,0]
[null,169,{"$f":"SUM(AC4138:AC4161)","v":5.4037976994244383},1217.9378180748222,0,0,{"$f":"SUM(AD4138:AD4161)","v":5.4037976994244348},1,{"$f":"SUM(AE4138:AE4161)","v":0},{"$f":"SUM(AF4138:AF4161)","v":0},{"$f":"SUM(AG4138:AG4161)","v":0},{"$f":"SUM(AH4138:AH4161)","v":0},0,null,0,0,0,0,1217.9378180748222,150.33489982871728,1,0,0,0,0,1,null,169,0,0,0,0,0,0,0]
[null,170,{"$f":"SUM(AC4162:AC4185)","v":5.5561076826136349},1223.4939257574358,0,0,{"$f":"SUM(AD4162:AD4185)","v":5.5561076826136215},1,{"$f":"SUM(AE4162:AE4185)","v":0},{"$f":"SUM(AF4162:AF4185)","v":0},{"$f":"SUM(AG4162:AG4185)","v":0},{"$f":"SUM(AH4162:AH4185)","v":0},0,null,0,0,0,0,1223.4939257574358,150.33489982871728,1,0,0,0,0,1,null,170,0,0,0,0,0,0,0]
[null,171,{"$f":"SUM(AC4186:AC4209)","v":7.5362970424951721},1231.0302227999309,0,0,{"$f":"SUM(AD4186:AD4209)","v":7.5362970424951845},1,{"$f":"SUM(AE4186:AE4209)","v":0},{"$f":"SUM(AF4186:AF4209)","v":0},{"$f":"SUM(AG4186:AG4209)","v":0},{"$f":"SUM(AH4186:AH4209)","v":0},0,null,0,0,0,0,1231.0302227999309,150.33489982871728,1,0,0,0,0,1,null,171,0,0,0,0,0,0,0]
[null,172,{"$f":"SUM(AC4210:AC4233)","v":5.1680393623420571},1236.1982621622731,0,0,{"$f":"SUM(AD4210:AD4233)","v":5.1680393623420517},1,{"$f":"SUM(AE4210:AE4233)","v":0},{"$f":"SUM(AF4210:AF4233)","v":0},{"$f":"SUM(AG4210:AG4233)","v":0},{"$f":"SUM(AH4210:AH4233)","v":0},0,null,0,0,0,0,1236.1982621622731,150.33489982871728,1,0,0,0,0,1,null,172,3.7277217004005499E-3,0,0,0,0,0,0]
[null,173,{"$f":"SUM(AC4234:AC4257)","v":7.148285687027184},1243.3465478493004,0,0,{"$f":"SUM(AD4234:AD4257)","v":7.1482856870271876},1,{"$f":"SUM(AE4234:AE4257)","v":0},{"$f":"SUM(AF4234:AF4257)","v":0},{"$f":"SUM(AG4234:AG4257)","v":0},{"$f":"SUM(AH4234:AH4257)","v":0},0,null,0,0,0,0,1243.3465478493004,150.33489982871728,1,0,0,0,0,1,null,173,3.8519790904138998E-2,3.7277217004000299E-3,0,0,0,0,0]
[null,174,{"$f":"SUM(AC4258:AC4281)","v":5.6166455904434569},1248.9631934397439,0,0,{"$f":"SUM(AD4258:AD4281)","v":0},0,{"$f":"SUM(AE4258:AE4281)","v":6.1621605045582699},{"$f":"SUM(AF4258:AF4281)","v":0},{"$f":"SUM(AG4258:AG4281)","v":0},{"$f":"SUM(AH4258:AH4281)","v":0},6.1621605045582699,null,6.1621605045582699,6.1621605045582699,6.1621605045582699,6.1621605045582699,1248.9631934397439,156.49706033327556,1,0,0,0,0,0,null,174,0.114316798812283,3.8519790904140198E-2,0,0,0,0,0]
[null,175,{"$f":"SUM(AC4282:AC4305)","v":6.2858114165776753},1255.2490048563216,0,0,{"$f":"SUM(AD4282:AD4305)","v":5.7402965024628649},1,{"$f":"SUM(AE4282:AE4305)","v":0},{"$f":"SUM(AF4282:AF4305)","v":0},{"$f":"SUM(AG4282:AG4305)","v":0},{"$f":"SUM(AH4282:AH4305)","v":0},0,null,0,0,0,0,1255.2490048563216,156.49706033327556,1,0,0,0,0,1,null,175,0.29697516213191,0.114316798812283,0,0,0,0,0]
[null,176,{"$f":"SUM(AC4306:AC4329)","v":6.8947000683205735},1262.1437049246422,0,0,{"$f":"SUM(AD4306:AD4329)","v":6.894700068320577},1,{"$f":"SUM(AE4306:AE4329)","v":0},{"$f":"SUM(AF4306:AF4329)","v":0},{"$f":"SUM(AG4306:AG4329)","v":0},{"$f":"SUM(AH4306:AH4329)","v":0},0,null,0,0,0,0,1262.1437049246422,156.49706033327556,1,0,0,0,0,1,null,176,0.54548994215861302,0.29697516213191,0,0,0,0,0]
[null,177,{"$f":"SUM(AC4330:AC4353)","v":7.5644904643164157},1269.7081953889585,0,0,{"$f":"SUM(AD4330:AD4353)","v":7.5644904643164166},1,{"$f":"SUM(AE4330:AE4353)","v":0},{"$f":"SUM(AF4330:AF4353)","v":0},{"$f":"SUM(AG4330:AG4353)","v":0},{"$f":"SUM(AH4330:AH4353)","v":0},0,null,0,0,0,0,1269.7081953889585,156.49706033327556,1,0,0,0,0,1,null,177,0.69087108847423395,0.54548994215861102,0,0,0,0,0]
[null,178,{"$f":"SUM(AC4354:AC4377)","v":4.511119172971048},1274.2193145619297,0,0,{"$f":"SUM(AD4354:AD4377)","v":4.5111191729710498},1,{"$f":"SUM(AE4354:AE4377)","v":0},{"$f":"SUM(AF4354:AF4377)","v":0},{"$f":"SUM(AG4354:AG4377)","v":0},{"$f":"SUM(AH4354:AH4377)","v":0},0,null,0,0,0,0,1274.2193145619297,156.49706033327556,1,0,0,0,0,1,null,178,0.65980674097089698,0.69087108847423495,0,0,0,0,0]
[null,179,{"$f":"SUM(AC4378:AC4401)","v":4.7726458061355927},1278.9919603680653,0,0,{"$f":"SUM(AD4378:AD4401)","v":4.7726458061355927},1,{"$f":"SUM(AE4378:AE4401)","v":0},{"$f":"SUM(AF4378:AF4401)","v":0},{"$f":"SUM(AG4378:AG4401)","v":0},{"$f":"SUM(AH4378:AH4401)","v":0},0,null,0,0,0,0,1278.9919603680653,156.49706033327556,1,0,0,0,0,1,null,179,0.78654927878451497,0.65980674097089698,0,0,0,0,0]
[null,180,{"$f":"SUM(AC4402:AC4425)","v":4.5371173534333238},1283.5290777214987,0,0,{"$f":"SUM(AD4402:AD4425)","v":2.3237070898920999E-2},0,{"$f":"SUM(AE4402:AE4425)","v":4.5138802825343998},{"$f":"SUM(AF4402:AF4425)","v":0},{"$f":"SUM(AG4402:AG4425)","v":0},{"$f":"SUM(AH4402:AH4425)","v":0},4.5138802825343998,null,4.5138802825343998,4.5138802825343998,4.5138802825343998,4.5138802825343998,1283.5290777214987,161.01094061580994,1,0,0,0,0,0,null,180,0.89092548639572999,0.78654927878451497,0,0,0,0,0]
[null,181,{"$f":"SUM(AC4426:AC4449)","v":4.1281621240230786},1287.6572398455216,0,0,{"$f":"SUM(AD4426:AD4449)","v":4.1281621240230724},1,{"$f":"SUM(AE4426:AE4449)","v":0},{"$f":"SUM(AF4426:AF4449)","v":0},{"$f":"SUM(AG4426:AG4449)","v":0},{"$f":"SUM(AH4426:AH4449)","v":0},0,null,0,0,0,0,1287.6572398455216,161.01094061580994,1,0,0,0,0,1,null,181,0.86980173009346096,0.89092548639572999,0,0,0,0,0]
[null,182,{"$f":"SUM(AC4450:AC4473)","v":6.786828457838582},1294.4440683033602,0,0,{"$f":"SUM(AD4450:AD4473)","v":6.7868284578385705},1,{"$f":"SUM(AE4450:AE4473)","v":0},{"$f":"SUM(AF4450:AF4473)","v":0},{"$f":"SUM(AG4450:AG4473)","v":0},{"$f":"SUM(AH4450:AH4473)","v":0},0,null,0,0,0,0,1294.4440683033602,161.01094061580994,1,0,0,0,0,1,null,182,0.57655428966195099,0.86980173009346096,0,0,0,0,0]
[null,183,{"$f":"SUM(AC4474:AC4497)","v":5.7212738926533113},1300.1653421960134,0,0,{"$f":"SUM(AD4474:AD4497)","v":5.7212738926533238},1,{"$f":"SUM(AE4474:AE4497)","v":0},{"$f":"SUM(AF4474:AF4497)","v":0},{"$f":"SUM(AG4474:AG4497)","v":0},{"$f":"SUM(AH4474:AH4497)","v":0},0,null,0,0,0,0,1300.1653421960134,161.01094061580994,1,0,0,0,0,1,null,183,0.55543053335968096,0.57655428966195099,0,0,0,0,0]
[null,184,{"$f":"SUM(AC4498:AC4521)","v":4.5927619931364045},1304.7581041891499,0,0,{"$f":"SUM(AD4498:AD4521)","v":1.3139291269923E-2},0,{"$f":"SUM(AE4498:AE4521)","v":4.5796227018664801},{"$f":"SUM(AF4498:AF4521)","v":0},{"$f":"SUM(AG4498:AG4521)","v":0},{"$f":"SUM(AH4498:AH4521)","v":0},4.5796227018664801,null,4.5796227018664801,4.5796227018664801,4.5796227018664801,4.5796227018664801,1304.7581041891499,165.59056331767641,1,0,0,0,0,0,null,184,0.44484145624779797,0.55543053335968295,0,0,0,0,0]
[null,185,{"$f":"SUM(AC4522:AC4545)","v":7.1430686529289709},1311.9011728420789,0,0,{"$f":"SUM(AD4522:AD4545)","v":7.14306865292897},1,{"$f":"SUM(AE4522:AE4545)","v":0},{"$f":"SUM(AF4522:AF4545)","v":0},{"$f":"SUM(AG4522:AG4545)","v":0},{"$f":"SUM(AH4522:AH4545)","v":0},0,null,0,0,0,0,1311.9011728420789,165.59056331767641,1,0,0,0,0,1,null,185,0.20999498912256401,0.44484145624779597,0,0,0,0,0]
[null,186,{"$f":"SUM(AC4546:AC4569)","v":5.8360189775494975},1317.7371918196284,0,0,{"$f":"SUM(AD4546:AD4569)","v":5.8360189775494957},1,{"$f":"SUM(AE4546:AE4569)","v":0},{"$f":"SUM(AF4546:AF4569)","v":0},{"$f":"SUM(AG4546:AG4569)","v":0},{"$f":"SUM(AH4546:AH4569)","v":0},0,null,0,0,0,0,1317.7371918196284,165.59056331767641,1,0,0,0,0,1,null,186,0.21745043252336499,0.20999498912256401,0,0,0,0,0]
[null,187,{"$f":"SUM(AC4570:AC4593)","v":5.5123647569732066},1323.2495565766017,0,0,{"$f":"SUM(AD4570:AD4593)","v":5.5123647569731959},1,{"$f":"SUM(AE4570:AE4593)","v":0},{"$f":"SUM(AF4570:AF4593)","v":0},{"$f":"SUM(AG4570:AG4593)","v":0},{"$f":"SUM(AH4570:AH4593)","v":0},0,null,0,0,0,0,1323.2495565766017,165.59056331767641,1,0,0,0,0,1,null,187,7.9524729608544995E-2,0.21745043252336399,0,0,0,0,0]
[null,188,{"$f":"SUM(AC4594:AC4617)","v":5.6423160209515268},1328.8918725975532,0,0,{"$f":"SUM(AD4594:AD4617)","v":1.0604714369113499},1,{"$f":"SUM(AE4594:AE4617)","v":4.58184458404018},{"$f":"SUM(AF4594:AF4617)","v":0},{"$f":"SUM(AG4594:AG4617)","v":0},{"$f":"SUM(AH4594:AH4617)","v":0},4.58184458404018,null,4.58184458404018,4.58184458404018,4.58184458404018,4.58184458404018,1328.8918725975532,170.17240790171658,1,0,0,0,0,1,null,188,3.7277217004005499E-3,7.9524729608543301E-2,0,0,0,0,0]
[null,189,{"$f":"SUM(AC4618:AC4641)","v":5.0560180639295451},1333.9478906614827,0,0,{"$f":"SUM(AD4618:AD4641)","v":5.0560180639295442},1,{"$f":"SUM(AE4618:AE4641)","v":0},{"$f":"SUM(AF4618:AF4641)","v":0},{"$f":"SUM(AG4618:AG4641)","v":0},{"$f":"SUM(AH4618:AH4641)","v":0},0,null,0,0,0,0,1333.9478906614827,170.17240790171658,1,0,0,0,0,1,null,189,0,3.7277217004000299E-3,0,0,0,0,0]
[null,190,{"$f":"SUM(AC4642:AC4665)","v":5.6119230486734137},1339.559813710156,0,0,{"$f":"SUM(AD4642:AD4665)","v":3.9119230486734109},1,{"$f":"SUM(AE4642:AE4665)","v":0},{"$f":"SUM(AF4642:AF4665)","v":0},{"$f":"SUM(AG4642:AG4665)","v":1.7},{"$f":"SUM(AH4642:AH4665)","v":0},1.7,null,1.7,1.7,1.7,1.7,1339.559813710156,171.87240790171657,1,0,0,0,0,1,null,190,0,0,0,0,0,0,0]
[null,191,{"$f":"SUM(AC4666:AC4689)","v":5.9384971217577265},1345.4983108319138,0,0,{"$f":"SUM(AD4666:AD4689)","v":5.9384971217577229},1,{"$f":"SUM(AE4666:AE4689)","v":0},{"$f":"SUM(AF4666:AF4689)","v":0},{"$f":"SUM(AG4666:AG4689)","v":0},{"$f":"SUM(AH4666:AH4689)","v":0},0,null,0,0,0,0,1345.4983108319138,171.87240790171657,1,0,0,0,0,1,null,191,0,0,0,0,0,0,0]
[null,192,{"$f":"SUM(AC4690:AC4713)","v":6.1222337611651376},1351.6205445930789,0,0,{"$f":"SUM(AD4690:AD4713)","v":6.1222337611651403},1,{"$f":"SUM(AE4690:AE4713)","v":0},{"$f":"SUM(AF4690:AF4713)","v":0},{"$f":"SUM(AG4690:AG4713)","v":0},{"$f":"SUM(AH4690:AH4713)","v":0},0,null,0,0,0,0,1351.6205445930789,171.87240790171657,1,0,0,0,0,1,null,192,0,0,0,0,0,0,0]
[null,193,{"$f":"SUM(AC4714:AC4737)","v":6.9457010921625546},1358.5662456852415,0,0,{"$f":"SUM(AD4714:AD4737)","v":6.9457010921625582},1,{"$f":"SUM(AE4714:AE4737)","v":0},{"$f":"SUM(AF4714:AF4737)","v":0},{"$f":"SUM(AG4714:AG4737)","v":0},{"$f":"SUM(AH4714:AH4737)","v":0},0,null,0,0,0,{"$f":"IF(Q298<$D$7*24*Oppervlak, Q298,$D$7*24*Oppervlak)","v":0},1358.5662456852415,171.87240790171657,1,0,0,{"$f":"IF(W298<$D$7*24*Oppervlak, W298,24*$D$7*Oppervlak)","v":0},0,1,null,193,0,0,0,0,0,0,0]
[null,194,{"$f":"SUM(AC4738:AC4761)","v":4.5213328972418578},1363.0875785824833,{"$f":"IF($H$101>D299,D299,$H$101)","v":0},0,{"$f":"SUM(AD4738:AD4761)","v":1.9911906779269188},{"$f":"IF(INT(G299)*1>INT(F299),1,0)","v":1},{"$f":"SUM(AE4738:AE4761)","v":2.5301422193149499},{"$f":"SUM(AF4738:AF4761)","v":0},{"$f":"SUM(AG4738:AG4761)","v":0},{"$f":"SUM(AH4738:AH4761)","v":0},{"$f":"SUM(I299:L299)","v":2.5301422193149499},null,2.5301422193149499,{"$f":"IF(O299<$R$101,O299,$R$101)","v":2.5301422193149499},{"$f":"IF(Q298+P299-R298>0,Q298+P299-R298,0)","v":2.5301422193149499},2.5301422193149499,1363.0875785824833,174.40255012103151,1,0,0,0,0,{"$f":"IF(INT(G299)*1>INT(Y299),1,0)","v":1},null,194,0,0,0,0,0,0,{"$f":"SUM(AE299:AH299)","v":0}]
[null,{"$f":"B299+1","v":195},{"$f":"SUM(AC4762:AC4785)","v":4.7485458265977094},{"$f":"IF(D299+C300-E299>=0,D299+C300-E299,0)","v":1367.8361244090811},0,{"$f":"IF(E300+F299-G299>0,E300+F299-G299,0)","v":0},{"$f":"SUM(AD4762:AD4785)","v":4.7485458265977112},1,{"$f":"SUM(AE4762:AE4785)","v":0},{"$f":"SUM(AF4762:AF4785)","v":0},{"$f":"SUM(AG4762:AG4785)","v":0},{"$f":"SUM(AH4762:AH4785)","v":0},0,null,{"$f":"IF(O299+M300-P299>=0,O299+M300-P299,0)","v":0},0,0,0,{"$f":"IF(S299+C300-IF(U299=1,V299,0)>0,S299+C300-IF(U299=1,V299,0),0)","v":1367.8361244090811},{"$f":"IF(T299+M300-IF(U299=2,V299,0)>=0,T299+M300-IF(U299=2,V299,0),0)","v":174.40255012103151},{"$f":"IF(S300>$W$101*$V$101,1,IF(T300>$X$101*$Z$101,2,0))","v":1},{"$f":"IF(U300=1,IF(S300>$Y$101,$Y$101,S300),IF(U300=2,IF(T300>$Z$101,$Z$101,T300),0))","v":0},{"$f":"IF(U300=2,IF(W299+V300-X299>0,W299+V300-X299,0),IF(W299-X299>0,W299-X299,0))","v":0},0,{"$f":"IF(U300=1,IF(Y299+V300-G299>0,Y299+V300-G299,0),IF(Y299-G299>0,Y299-G299,0))","v":0},1,null,195,0,0,0,0,0,0,0]
[null,196,{"$f":"SUM(AC4786:AC4809)","v":5.2772889760609134},1373.1134133851419,0,0,{"$f":"SUM(AD4786:AD4809)","v":5.2772889760609036},1,{"$f":"SUM(AE4786:AE4809)","v":0},{"$f":"SUM(AF4786:AF4809)","v":0},{"$f":"SUM(AG4786:AG4809)","v":0},{"$f":"SUM(AH4786:AH4809)","v":0},0,null,0,0,0,0,1373.1134133851419,174.40255012103151,1,0,0,0,0,1,null,196,3.7339066266331399E-3,0,0,0,0,0,0]
[null,197,{"$f":"SUM(AC4810:AC4833)","v":5.2320357991138522},1378.3454491842558,0,0,{"$f":"SUM(AD4810:AD4833)","v":5.2320357991138495},1,{"$f":"SUM(AE4810:AE4833)","v":0},{"$f":"SUM(AF4810:AF4833)","v":0},{"$f":"SUM(AG4810:AG4833)","v":0},{"$f":"SUM(AH4810:AH4833)","v":0},0,null,0,0,0,0,1378.3454491842558,174.40255012103151,1,0,0,0,0,1,null,197,8.3390581328140104E-2,3.7339066266323098E-3,0,0,0,0,0]
[null,198,{"$f":"SUM(AC4834:AC4857)","v":4.8515476648800817},1383.196996849136,0,0,{"$f":"SUM(AD4834:AD4857)","v":4.8515476648800782},1,{"$f":"SUM(AE4834:AE4857)","v":0},{"$f":"SUM(AF4834:AF4857)","v":0},{"$f":"SUM(AG4834:AG4857)","v":0},{"$f":"SUM(AH4834:AH4857)","v":0},0,null,0,0,0,0,1383.196996849136,174.40255012103151,1,0,0,0,0,1,null,198,0.173004340367335,8.3390581328141006E-2,0,0,0,0,0]
[null,199,{"$f":"SUM(AC4858:AC4881)","v":0},1383.196996849136,0,0,{"$f":"SUM(AD4858:AD4881)","v":0},0,{"$f":"SUM(AE4858:AE4881)","v":0},{"$f":"SUM(AF4858:AF4881)","v":0},{"$f":"SUM(AG4858:AG4881)","v":0},{"$f":"SUM(AH4858:AH4881)","v":12.5},12.5,null,12.5,12.5,12.5,12,1383.196996849136,186.90255012103151,1,0,0,0,0,0,null,199,0.373390662663314,0.173004340367336,0,0,0,0,0]
[null,200,{"$f":"SUM(AC4882:AC4905)","v":0},1383.196996849136,0,0,{"$f":"SUM(AD4882:AD4905)","v":0},0,{"$f":"SUM(AE4882:AE4905)","v":0},{"$f":"SUM(AF4882:AF4905)","v":0},{"$f":"SUM(AG4882:AG4905)","v":0},{"$f":"SUM(AH4882:AH4905)","v":0},0,null,0,0,0.5,0.5,1383.196996849136,186.90255012103151,1,0,0,0,0,0,null,200,0.58746797592361399,0.373390662663314,0,0,0,0,0]
[null,201,{"$f":"SUM(AC4906:AC4929)","v":0},1383.196996849136,0,0,{"$f":"SUM(AD4906:AD4929)","v":0},0,{"$f":"SUM(AE4906:AE4929)","v":0},{"$f":"SUM(AF4906:AF4929)","v":0},{"$f":"SUM(AG4906:AG4929)","v":0},{"$f":"SUM(AH4906:AH4929)","v":0},0,null,0,0,0,0,1383.196996849136,186.90255012103151,1,0,0,0,0,0,null,201,0.75673840966431605,0.58746797592361399,0,0,0,0,0]
[null,202,{"$f":"SUM(AC4930:AC4953)","v":0},1383.196996849136,0,0,{"$f":"SUM(AD4930:AD4953)","v":0},0,{"$f":"SUM(AE4930:AE4953)","v":0},{"$f":"SUM(AF4930:AF4953)","v":0},{"$f":"SUM(AG4930:AG4953)","v":0},{"$f":"SUM(AH4930:AH4953)","v":0},0,null,0,0,0,0,1383.196996849136,186.90255012103151,1,0,0,0,0,0,null,202,0.888669777138687,0.75673840966431805,0,0,0,0,0]
[null,203,{"$f":"SUM(AC4954:AC4977)","v":0},1383.196996849136,0,0,{"$f":"SUM(AD4954:AD4977)","v":0},0,{"$f":"SUM(AE4954:AE4977)","v":0},{"$f":"SUM(AF4954:AF4977)","v":0},{"$f":"SUM(AG4954:AG4977)","v":0},{"$f":"SUM(AH4954:AH4977)","v":0},0,null,0,0,0,0,1383.196996849136,186.90255012103151,1,0,0,0,0,0,null,203,0.98201744280451497,0.888669777138687,0,0,0,0,0]
[null,204,{"$f":"SUM(AC4978:AC5001)","v":0},1383.196996849136,0,0,{"$f":"SUM(AD4978:AD5001)","v":0},0,{"$f":"SUM(AE4978:AE5001)","v":0},{"$f":"SUM(AF4978:AF5001)","v":0},{"$f":"SUM(AG4978:AG5001)","v":0},{"$f":"SUM(AH4978:AH5001)","v":0},0,null,0,0,0,0,1383.196996849136,186.90255012103151,1,0,0,0,0,0,null,204,1.0093994247331599,0.98201744280451397,0,0,0,0,0]
[null,205,{"$f":"SUM(AC5002:AC5025)","v":0},1383.196996849136,0,0,{"$f":"SUM(AD5002:AD5025)","v":0},0,{"$f":"SUM(AE5002:AE5025)","v":0},{"$f":"SUM(AF5002:AF5025)","v":0},{"$f":"SUM(AG5002:AG5025)","v":0},{"$f":"SUM(AH5002:AH5025)","v":0},0,null,0,0,0,0,1383.196996849136,186.90255012103151,1,0,0,0,0,0,null,205,0.89489295484974196,1.0093994247331599,0,0,0,0,0]
[null,206,{"$f":"SUM(AC5026:AC5049)","v":0},1383.196996849136,0,0,{"$f":"SUM(AD5026:AD5049)","v":0},0,{"$f":"SUM(AE5026:AE5049)","v":0},{"$f":"SUM(AF5026:AF5049)","v":0},{"$f":"SUM(AG5026:AG5049)","v":0},{"$f":"SUM(AH5026:AH5049)","v":0},0,null,0,0,0,0,1383.196996849136,186.90255012103151,1,0,0,0,0,0,null,206,0.81274700906381303,0.89489295484974096,0,0,0,0,0]
[null,207,{"$f":"SUM(AC5050:AC5073)","v":0},1383.196996849136,0,0,{"$f":"SUM(AD5050:AD5073)","v":0},0,{"$f":"SUM(AE5050:AE5073)","v":0},{"$f":"SUM(AF5050:AF5073)","v":0},{"$f":"SUM(AG5050:AG5073)","v":0},{"$f":"SUM(AH5050:AH5073)","v":0},0,null,0,0,0,0,1383.196996849136,186.90255012103151,1,0,0,0,0,0,null,207,0.73309033436230597,0.81274700906381303,0,0,0,0,0]
[null,208,{"$f":"SUM(AC5074:AC5097)","v":0},1383.196996849136,0,0,{"$f":"SUM(AD5074:AD5097)","v":0},0,{"$f":"SUM(AE5074:AE5097)","v":0},{"$f":"SUM(AF5074:AF5097)","v":0},{"$f":"SUM(AG5074:AG5097)","v":0},{"$f":"SUM(AH5074:AH5097)","v":0},0,null,0,0,0,0,1383.196996849136,186.90255012103151,1,0,0,0,0,0,null,208,0.52897010543969503,0.73309033436230497,0,0,0,0,0]
[null,209,{"$f":"SUM(AC5098:AC5121)","v":0},1383.196996849136,0,0,{"$f":"SUM(AD5098:AD5121)","v":0},0,{"$f":"SUM(AE5098:AE5121)","v":0},{"$f":"SUM(AF5098:AF5121)","v":0},{"$f":"SUM(AG5098:AG5121)","v":0},{"$f":"SUM(AH5098:AH5121)","v":0},0,null,0,0,0,0,1383.196996849136,186.90255012103151,1,0,0,0,0,0,null,209,0.41197436447185598,0.52897010543969403,0,0,0,0,0]
[null,210,{"$f":"SUM(AC5122:AC5145)","v":0},1383.196996849136,0,0,{"$f":"SUM(AD5122:AD5145)","v":0},0,{"$f":"SUM(AE5122:AE5145)","v":0},{"$f":"SUM(AF5122:AF5145)","v":0},{"$f":"SUM(AG5122:AG5145)","v":0},{"$f":"SUM(AH5122:AH5145)","v":0},0,null,0,0,0,0,1383.196996849136,186.90255012103151,1,0,0,0,0,0,null,210,0.217811219886933,0.41197436447185698,0,0,0,0,0]
[null,211,{"$f":"SUM(AC5146:AC5169)","v":0},1383.196996849136,0,0,{"$f":"SUM(AD5146:AD5169)","v":0},0,{"$f":"SUM(AE5146:AE5169)","v":0},{"$f":"SUM(AF5146:AF5169)","v":0},{"$f":"SUM(AG5146:AG5169)","v":0},{"$f":"SUM(AH5146:AH5169)","v":0},0,null,0,0,0,0,1383.196996849136,186.90255012103151,1,0,0,0,0,0,null,211,5.4763963857285998E-2,0.217811219886932,0,0,0,0,0]
[null,212,{"$f":"SUM(AC5170:AC5193)","v":0},1383.196996849136,0,0,{"$f":"SUM(AD5170:AD5193)","v":0},0,{"$f":"SUM(AE5170:AE5193)","v":0},{"$f":"SUM(AF5170:AF5193)","v":0},{"$f":"SUM(AG5170:AG5193)","v":0},{"$f":"SUM(AH5170:AH5193)","v":0},0,null,0,0,0,0,1383.196996849136,186.90255012103151,1,0,0,0,0,0,null,212,7.4678132532662797E-3,5.4763963857284999E-2,0,0,0,0,0]
[null,213,{"$f":"SUM(AC5194:AC5217)","v":0},1383.196996849136,0,0,{"$f":"SUM(AD5194:AD5217)","v":0},0,{"$f":"SUM(AE5194:AE5217)","v":0},{"$f":"SUM(AF5194:AF5217)","v":0},{"$f":"SUM(AG5194:AG5217)","v":0},{"$f":"SUM(AH5194:AH5217)","v":0},0,null,0,0,0,0,1383.196996849136,186.90255012103151,1,0,0,0,0,0,null,213,0,7.4678132532646196E-3,0,0,0,0,0]
[null,214,{"$f":"SUM(AC5218:AC5241)","v":0},1383.196996849136,0,0,{"$f":"SUM(AD5218:AD5241)","v":0},0,{"$f":"SUM(AE5218:AE5241)","v":0},{"$f":"SUM(AF5218:AF5241)","v":0},{"$f":"SUM(AG5218:AG5241)","v":0},{"$f":"SUM(AH5218:AH5241)","v":0},0,null,0,0,0,0,1383.196996849136,186.90255012103151,1,0,0,0,0,0,null,214,0,0,0,0,0,0,0]
[null,215,{"$f":"SUM(AC5242:AC5265)","v":0},1383.196996849136,0,0,{"$f":"SUM(AD5242:AD5265)","v":0},0,{"$f":"SUM(AE5242:AE5265)","v":0},{"$f":"SUM(AF5242:AF5265)","v":0},{"$f":"SUM(AG5242:AG5265)","v":0},{"$f":"SUM(AH5242:AH5265)","v":0},0,null,0,0,0,0,1383.196996849136,186.90255012103151,1,0,0,0,0,0,null,215,0,0,0,0,0,0,0]
[null,216,{"$f":"SUM(AC5266:AC5289)","v":0},1383.196996849136,0,0,{"$f":"SUM(AD5266:AD5289)","v":0},0,{"$f":"SUM(AE5266:AE5289)","v":0},{"$f":"SUM(AF5266:AF5289)","v":0},{"$f":"SUM(AG5266:AG5289)","v":0},{"$f":"SUM(AH5266:AH5289)","v":0},0,null,0,0,0,0,1383.196996849136,186.90255012103151,1,0,0,0,0,0,null,216,0,0,0,0,0,0,0]
[null,217,{"$f":"SUM(AC5290:AC5313)","v":0},1383.196996849136,0,0,{"$f":"SUM(AD5290:AD5313)","v":0},0,{"$f":"SUM(AE5290:AE5313)","v":0},{"$f":"SUM(AF5290:AF5313)","v":0},{"$f":"SUM(AG5290:AG5313)","v":0},{"$f":"SUM(AH5290:AH5313)","v":0},0,null,0,0,0,0,1383.196996849136,186.90255012103151,1,0,0,0,0,0,null,217,0,0,0,0,0,0,0]
[null,218,{"$f":"SUM(AC5314:AC5337)","v":0},1383.196996849136,0,0,{"$f":"SUM(AD5314:AD5337)","v":0},0,{"$f":"SUM(AE5314:AE5337)","v":0},{"$f":"SUM(AF5314:AF5337)","v":0},{"$f":"SUM(AG5314:AG5337)","v":0},{"$f":"SUM(AH5314:AH5337)","v":0},0,null,0,0,0,0,1383.196996849136,186.90255012103151,1,0,0,0,0,0,null,218,0,0,0,0,0,0,0]
[null,219,{"$f":"SUM(AC5338:AC5361)","v":0},1383.196996849136,0,0,{"$f":"SUM(AD5338:AD5361)","v":0},0,{"$f":"SUM(AE5338:AE5361)","v":0},{"$f":"SUM(AF5338:AF5361)","v":0},{"$f":"SUM(AG5338:AG5361)","v":0},{"$f":"SUM(AH5338:AH5361)","v":0},0,null,0,0,0,0,1383.196996849136,186.90255012103151,1,0,0,0,0,0,null,219,0,0,0,0,0,0,0]
[null,220,{"$f":"SUM(AC5362:AC5385)","v":0},1383.196996849136,0,0,{"$f":"SUM(AD5362:AD5385)","v":0},0,{"$f":"SUM(AE5362:AE5385)","v":0},{"$f":"SUM(AF5362:AF5385)","v":0},{"$f":"SUM(AG5362:AG5385)","v":0},{"$f":"SUM(AH5362:AH5385)","v":25},25,null,25,25,25,12,1383.196996849136,211.90255012103151,1,0,0,0,0,0,null,220,3.7440642086683201E-3,0,0,0,0,0,0]
[null,221,{"$f":"SUM(AC5386:AC5409)","v":2.9723163578290799},1386.1693132069652,0,0,{"$f":"SUM(AD5386:AD5409)","v":0},0,{"$f":"SUM(AE5386:AE5409)","v":0},{"$f":"SUM(AF5386:AF5409)","v":0},{"$f":"SUM(AG5386:AG5409)","v":0},{"$f":"SUM(AH5386:AH5409)","v":0},0,null,0,0,13,12,1386.1693132069652,211.90255012103151,1,0,0,0,0,0,null,221,6.9889198561808599E-2,3.7440642086689099E-3,0,0,0,0,0]
[null,222,{"$f":"SUM(AC5410:AC5433)","v":1.8720422391746647},1388.0413554461397,0,0,{"$f":"SUM(AD5410:AD5433)","v":0},0,{"$f":"SUM(AE5410:AE5433)","v":0},{"$f":"SUM(AF5410:AF5433)","v":0},{"$f":"SUM(AG5410:AG5433)","v":0},{"$f":"SUM(AH5410:AH5433)","v":0},0,null,0,0,1,1,1388.0413554461397,211.90255012103151,1,0,0,0,0,0,null,222,0.190947274642084,6.9889198561806601E-2,0,0,0,0,0]
[null,223,{"$f":"SUM(AC5434:AC5457)","v":1.4760241170348429},1389.5173795631745,0,0,{"$f":"SUM(AD5434:AD5457)","v":0},0,{"$f":"SUM(AE5434:AE5457)","v":0},{"$f":"SUM(AF5434:AF5457)","v":0},{"$f":"SUM(AG5434:AG5457)","v":0},{"$f":"SUM(AH5434:AH5457)","v":0},0,null,0,0,0,0,1389.5173795631745,211.90255012103151,1,0,0,0,0,0,null,223,0.364422249643716,0.190947274642084,0,0,0,0,0]
[null,224,{"$f":"SUM(AC5458:AC5481)","v":1.4528719527814471},1390.9702515159559,0,0,{"$f":"SUM(AD5458:AD5481)","v":0},0,{"$f":"SUM(AE5458:AE5481)","v":0},{"$f":"SUM(AF5458:AF5481)","v":0},{"$f":"SUM(AG5458:AG5481)","v":0},{"$f":"SUM(AH5458:AH5481)","v":0},0,null,0,0,0,0,1390.9702515159559,211.90255012103151,1,0,0,0,0,0,null,224,0.46426396187487201,0.364422249643717,0,0,0,0,0]
[null,225,{"$f":"SUM(AC5482:AC5505)","v":1.3996169354545331},1392.3698684514104,0,0,{"$f":"SUM(AD5482:AD5505)","v":0},0,{"$f":"SUM(AE5482:AE5505)","v":0},{"$f":"SUM(AF5482:AF5505)","v":0},{"$f":"SUM(AG5482:AG5505)","v":0},{"$f":"SUM(AH5482:AH5505)","v":0},0,null,0,0,0,0,1392.3698684514104,211.90255012103151,1,0,0,0,0,0,null,225,0.67268353615740795,0.46426396187487201,0,0,0,0,0]
[null,226,{"$f":"SUM(AC5506:AC5529)","v":1.5153788333402429},1393.8852472847507,0,0,{"$f":"SUM(AD5506:AD5529)","v":0},0,{"$f":"SUM(AE5506:AE5529)","v":0},{"$f":"SUM(AF5506:AF5529)","v":0},{"$f":"SUM(AG5506:AG5529)","v":0},{"$f":"SUM(AH5506:AH5529)","v":0},0,null,0,0,0,0,1393.8852472847507,211.90255012103151,1,0,0,0,0,0,null,226,0.86987091781393999,0.67268353615740895,0,0,0,0,0]
[null,227,{"$f":"SUM(AC5530:AC5553)","v":1.7154807331968096},1395.6007280179474,0,0,{"$f":"SUM(AD5530:AD5553)","v":0},0,{"$f":"SUM(AE5530:AE5553)","v":0},{"$f":"SUM(AF5530:AF5553)","v":0},{"$f":"SUM(AG5530:AG5553)","v":0},{"$f":"SUM(AH5530:AH5553)","v":0},0,null,0,0,0,0,1395.6007280179474,211.90255012103151,1,0,0,0,0,0,null,227,0.94350418058441599,0.86987091781393899,0,0,0,0,0]
[null,228,{"$f":"SUM(AC5554:AC5577)","v":1.5483840911122146},1397.1491121090596,0,0,{"$f":"SUM(AD5554:AD5577)","v":1.4521152599238365},1,{"$f":"SUM(AE5554:AE5577)","v":0},{"$f":"SUM(AF5554:AF5577)","v":0},{"$f":"SUM(AG5554:AG5577)","v":0},{"$f":"SUM(AH5554:AH5577)","v":0},0,null,0,0,0,0,1397.1491121090596,211.90255012103151,1,0,0,0,0,1,null,228,0.96721658723931603,0.94350418058441499,0,0,0,0,0]
[null,229,{"$f":"SUM(AC5578:AC5601)","v":1.6744321221698619},1398.8235442312296,0,0,{"$f":"SUM(AD5578:AD5601)","v":1.6744321221698639},1,{"$f":"SUM(AE5578:AE5601)","v":0},{"$f":"SUM(AF5578:AF5601)","v":0},{"$f":"SUM(AG5578:AG5601)","v":0},{"$f":"SUM(AH5578:AH5601)","v":0},0,null,0,0,0,0,1398.8235442312296,211.90255012103151,1,0,0,0,0,1,null,229,0.94350418058441599,0.96721658723931703,0,0,0,0,0]
[null,230,{"$f":"SUM(AC5602:AC5625)","v":1.7381660725482029},1400.5617103037778,0,0,{"$f":"SUM(AD5602:AD5625)","v":1.7381660725481978},1,{"$f":"SUM(AE5602:AE5625)","v":0},{"$f":"SUM(AF5602:AF5625)","v":0},{"$f":"SUM(AG5602:AG5625)","v":0},{"$f":"SUM(AH5602:AH5625)","v":0},0,null,0,0,0,0,1400.5617103037778,211.90255012103151,1,0,0,0,0,1,null,230,0.89483134587172797,0.94350418058441499,0,0,0,0,0]
[null,231,{"$f":"SUM(AC5626:AC5649)","v":1.9831677574118791},1402.5448780611896,0,0,{"$f":"SUM(AD5626:AD5649)","v":1.9831677574118804},1,{"$f":"SUM(AE5626:AE5649)","v":0},{"$f":"SUM(AF5626:AF5649)","v":0},{"$f":"SUM(AG5626:AG5649)","v":0},{"$f":"SUM(AH5626:AH5649)","v":0},0,null,0,0,0,0,1402.5448780611896,211.90255012103151,1,0,0,0,0,1,null,231,0.78001337680589999,0.89483134587172997,0,0,0,0,0]
[null,232,{"$f":"SUM(AC5650:AC5673)","v":1.3710133893767766},1403.9158914505663,0,0,{"$f":"SUM(AD5650:AD5673)","v":1.3710133893767802},1,{"$f":"SUM(AE5650:AE5673)","v":0},{"$f":"SUM(AF5650:AF5673)","v":0},{"$f":"SUM(AG5650:AG5673)","v":0},{"$f":"SUM(AH5650:AH5673)","v":0},0,null,0,0,0,0,1403.9158914505663,211.90255012103151,1,0,0,0,0,1,null,232,0.31574941493102798,0.78001337680589899,0,0,0,0,0]
[null,233,{"$f":"SUM(AC5674:AC5697)","v":1.9975095042624829},1405.9134009548288,0,0,{"$f":"SUM(AD5674:AD5697)","v":1.9975095042624817},1,{"$f":"SUM(AE5674:AE5697)","v":0},{"$f":"SUM(AF5674:AF5697)","v":0},{"$f":"SUM(AG5674:AG5697)","v":0},{"$f":"SUM(AH5674:AH5697)","v":0},0,null,0,0,0,0,1405.9134009548288,211.90255012103151,1,0,0,0,0,1,null,233,5.4912941727135303E-2,0.31574941493102698,0,0,0,0,0]
[null,234,{"$f":"SUM(AC5698:AC5721)","v":1.5665704382802892},1407.4799713931091,0,0,{"$f":"SUM(AD5698:AD5721)","v":1.5665704382802901},1,{"$f":"SUM(AE5698:AE5721)","v":0},{"$f":"SUM(AF5698:AF5721)","v":0},{"$f":"SUM(AG5698:AG5721)","v":0},{"$f":"SUM(AH5698:AH5721)","v":0},0,null,0,0,0,0,1407.4799713931091,211.90255012103151,1,0,0,0,0,1,null,234,0.159746739569848,5.4912941727133797E-2,0,0,0,0,0]
[null,235,{"$f":"SUM(AC5722:AC5745)","v":1.9950555296407737},1409.4750269227497,0,0,{"$f":"SUM(AD5722:AD5745)","v":1.995055529640769},1,{"$f":"SUM(AE5722:AE5745)","v":0},{"$f":"SUM(AF5722:AF5745)","v":0},{"$f":"SUM(AG5722:AG5745)","v":0},{"$f":"SUM(AH5722:AH5745)","v":0},0,null,0,0,0,0,1409.4750269227497,211.90255012103151,1,0,0,0,0,1,null,235,8.61134767993713E-2,0.159746739569849,0,0,0,0,0]
[null,236,{"$f":"SUM(AC5746:AC5769)","v":1.9750060481368172},1411.4500329708865,0,0,{"$f":"SUM(AD5746:AD5769)","v":1.9750060481368232},1,{"$f":"SUM(AE5746:AE5769)","v":0},{"$f":"SUM(AF5746:AF5769)","v":0},{"$f":"SUM(AG5746:AG5769)","v":0},{"$f":"SUM(AH5746:AH5769)","v":0},0,null,0,0,0,0,1411.4500329708865,211.90255012103151,1,0,0,0,0,1,null,236,3.49445992809043E-2,8.6113476799370994E-2,0,0,0,0,0]
[null,237,{"$f":"SUM(AC5770:AC5793)","v":2.0193069883561532},1413.4693399592427,0,0,{"$f":"SUM(AD5770:AD5793)","v":2.0193069883561519},1,{"$f":"SUM(AE5770:AE5793)","v":0},{"$f":"SUM(AF5770:AF5793)","v":0},{"$f":"SUM(AG5770:AG5793)","v":0},{"$f":"SUM(AH5770:AH5793)","v":0},0,null,0,0,0,0,1413.4693399592427,211.90255012103151,1,0,0,0,0,1,null,237,0,3.49445992809033E-2,0,0,0,0,0]
[null,238,{"$f":"SUM(AC5794:AC5817)","v":1.7531202552512699},1415.222460214494,0,0,{"$f":"SUM(AD5794:AD5817)","v":1.7531202552512695},1,{"$f":"SUM(AE5794:AE5817)","v":0},{"$f":"SUM(AF5794:AF5817)","v":0},{"$f":"SUM(AG5794:AG5817)","v":0},{"$f":"SUM(AH5794:AH5817)","v":0},0,null,0,0,0,0,1415.222460214494,211.90255012103151,1,0,0,0,0,1,null,238,0,0,0,0,0,0,0]
[null,239,{"$f":"SUM(AC5818:AC5841)","v":1.6777938846811331},1416.9002540991751,0,0,{"$f":"SUM(AD5818:AD5841)","v":1.6777938846811289},1,{"$f":"SUM(AE5818:AE5841)","v":0},{"$f":"SUM(AF5818:AF5841)","v":0},{"$f":"SUM(AG5818:AG5841)","v":0},{"$f":"SUM(AH5818:AH5841)","v":0},0,null,0,0,0,0,1416.9002540991751,211.90255012103151,1,0,0,0,0,1,null,239,0,0,0,0,0,0,0]
[null,240,{"$f":"SUM(AC5842:AC5865)","v":1.5658434884373358},1418.4660975876125,0,0,{"$f":"SUM(AD5842:AD5865)","v":1.5658434884373347},1,{"$f":"SUM(AE5842:AE5865)","v":0},{"$f":"SUM(AF5842:AF5865)","v":0},{"$f":"SUM(AG5842:AG5865)","v":0},{"$f":"SUM(AH5842:AH5865)","v":0},0,null,0,0,0,0,1418.4660975876125,211.90255012103151,1,0,0,0,0,1,null,240,0,0,0,0,0,0,0]
[null,241,{"$f":"SUM(AC5866:AC5889)","v":1.9010748105254132},1420.3671723981379,0,0,{"$f":"SUM(AD5866:AD5889)","v":1.9010748105254134},1,{"$f":"SUM(AE5866:AE5889)","v":0},{"$f":"SUM(AF5866:AF5889)","v":0},{"$f":"SUM(AG5866:AG5889)","v":0},{"$f":"SUM(AH5866:AH5889)","v":0},0,null,0,0,0,0,1420.3671723981379,211.90255012103151,1,0,0,0,0,1,null,241,0,0,0,0,0,0,0]
[null,242,{"$f":"SUM(AC5890:AC5913)","v":1.4803766641137044},1421.8475490622516,0,0,{"$f":"SUM(AD5890:AD5913)","v":1.4803766641137044},1,{"$f":"SUM(AE5890:AE5913)","v":0},{"$f":"SUM(AF5890:AF5913)","v":0},{"$f":"SUM(AG5890:AG5913)","v":0},{"$f":"SUM(AH5890:AH5913)","v":0},0,null,0,0,0,0,1421.8475490622516,211.90255012103151,1,0,0,0,0,1,null,242,0,0,0,0,0,0,0]
[null,243,{"$f":"SUM(AC5914:AC5937)","v":1.7617031977857178},1423.6092522600372,0,0,{"$f":"SUM(AD5914:AD5937)","v":1.7617031977857125},1,{"$f":"SUM(AE5914:AE5937)","v":0},{"$f":"SUM(AF5914:AF5937)","v":0},{"$f":"SUM(AG5914:AG5937)","v":0},{"$f":"SUM(AH5914:AH5937)","v":0},0,null,0,0,0,0,1423.6092522600372,211.90255012103151,1,0,0,0,0,1,null,243,0,0,0,0,0,0,0]
[null,244,{"$f":"SUM(AC5938:AC5961)","v":2.6253971398619327},1426.2346493998991,0,0,{"$f":"SUM(AD5938:AD5961)","v":2.6253971398619318},1,{"$f":"SUM(AE5938:AE5961)","v":0},{"$f":"SUM(AF5938:AF5961)","v":0},{"$f":"SUM(AG5938:AG5961)","v":0},{"$f":"SUM(AH5938:AH5961)","v":0},0,null,0,0,0,0,1426.2346493998991,211.90255012103151,1,0,0,0,0,1,null,244,7.5091620069309903E-3,0,0,0,0,0,0]
[null,245,{"$f":"SUM(AC5962:AC5985)","v":2.5822378287957153},1428.8168872286949,0,0,{"$f":"SUM(AD5962:AD5985)","v":2.5822378287957126},1,{"$f":"SUM(AE5962:AE5985)","v":0},{"$f":"SUM(AF5962:AF5985)","v":0},{"$f":"SUM(AG5962:AG5985)","v":0},{"$f":"SUM(AH5962:AH5985)","v":0},0,null,0,0,0,0,1428.8168872286949,211.90255012103151,1,0,0,0,0,1,null,245,5.5067188050827297E-2,7.5091620069300804E-3,0,0,0,0,0]
[null,246,{"$f":"SUM(AC5986:AC6009)","v":2.7335768166430388},1431.550464045338,0,0,{"$f":"SUM(AD5986:AD6009)","v":2.7335768166430388},1,{"$f":"SUM(AE5986:AE6009)","v":0},{"$f":"SUM(AF5986:AF6009)","v":0},{"$f":"SUM(AG5986:AG6009)","v":0},{"$f":"SUM(AH5986:AH6009)","v":0},0,null,0,0,0,0,1431.550464045338,211.90255012103151,1,0,0,0,0,1,null,246,0.142674078131689,5.5067188050827998E-2,0,0,0,0,0]
[null,247,{"$f":"SUM(AC6010:AC6033)","v":3.2161564053796199},1434.7666204507177,0,0,{"$f":"SUM(AD6010:AD6033)","v":3.2161564053796172},1,{"$f":"SUM(AE6010:AE6033)","v":0},{"$f":"SUM(AF6010:AF6033)","v":0},{"$f":"SUM(AG6010:AG6033)","v":0},{"$f":"SUM(AH6010:AH6033)","v":0},0,null,0,0,0,0,1434.7666204507177,211.90255012103151,1,0,0,0,0,1,null,247,0.38922489735925597,0.142674078131688,0,0,0,0,0]
[null,248,{"$f":"SUM(AC6034:AC6057)","v":3.2137575430416363},1437.9803779937592,0,0,{"$f":"SUM(AD6034:AD6057)","v":3.213757543041635},1,{"$f":"SUM(AE6034:AE6057)","v":0},{"$f":"SUM(AF6034:AF6057)","v":0},{"$f":"SUM(AG6034:AG6057)","v":0},{"$f":"SUM(AH6034:AH6057)","v":0},0,null,0,0,0,0,1437.9803779937592,211.90255012103151,1,0,0,0,0,1,null,248,0.58070852853599697,0.38922489735925803,0,0,0,0,0]
[null,249,{"$f":"SUM(AC6058:AC6081)","v":2.5188747057685759},1440.4992526995279,0,0,{"$f":"SUM(AD6058:AD6081)","v":2.5188747057685728},1,{"$f":"SUM(AE6058:AE6081)","v":0},{"$f":"SUM(AF6058:AF6081)","v":0},{"$f":"SUM(AG6058:AG6081)","v":0},{"$f":"SUM(AH6058:AH6081)","v":0},0,null,0,0,0,0,1440.4992526995279,211.90255012103151,1,0,0,0,0,1,null,249,0.76092841670234002,0.58070852853599497,0,0,0,0,0]
[null,250,{"$f":"SUM(AC6082:AC6105)","v":1.9684102675418083},1442.4676629670698,0,0,{"$f":"SUM(AD6082:AD6105)","v":1.9684102675418096},1,{"$f":"SUM(AE6082:AE6105)","v":0},{"$f":"SUM(AF6082:AF6105)","v":0},{"$f":"SUM(AG6082:AG6105)","v":0},{"$f":"SUM(AH6082:AH6105)","v":0},0,null,0,0,0,0,1442.4676629670698,211.90255012103151,1,0,0,0,0,1,null,250,0.914866237844425,0.76092841670233902,0,0,0,0,0]
[null,251,{"$f":"SUM(AC6106:AC6129)","v":2.5869398138290389},1445.0546027808989,0,0,{"$f":"SUM(AD6106:AD6129)","v":2.5869398138290403},1,{"$f":"SUM(AE6106:AE6129)","v":0},{"$f":"SUM(AF6106:AF6129)","v":0},{"$f":"SUM(AG6106:AG6129)","v":0},{"$f":"SUM(AH6106:AH6129)","v":0},0,null,0,0,0,0,1445.0546027808989,211.90255012103151,1,0,0,0,{"$f":"IF(U356=1,IF(Y355+V356-G355>0,Y355+V356-G355,0),IF(Y355-G355>0,Y355-G355,0))","v":0},{"$f":"IF(INT(G356)*1>INT(Y356),1,0)","v":1},null,251,1.0049761819276,0.914866237844425,0,0,0,0,0]
[null,252,{"$f":"SUM(AC6130:AC6153)","v":2.0678215275386838},1447.1224243084375,0,0,{"$f":"SUM(AD6130:AD6153)","v":2.0678215275386886},1,{"$f":"SUM(AE6130:AE6153)","v":0},{"$f":"SUM(AF6130:AF6153)","v":0},{"$f":"SUM(AG6130:AG6153)","v":0},{"$f":"SUM(AH6130:AH6153)","v":0},0,null,0,0,0,0,1447.1224243084375,211.90255012103151,1,0,0,0,{"$f":"IF(U357=1,IF(Y356+V357-G356>0,Y356+V357-G356,0),IF(Y356-G356>0,Y356-G356,0))","v":0},1,null,252,0.95992120988601104,1.0049761819276,0,0,0,0,0]
[null,253,{"$f":"SUM(AC6154:AC6177)","v":2.313691369950504},1449.436115678388,0,0,{"$f":"SUM(AD6154:AD6177)","v":2.3136913699505102},1,{"$f":"SUM(AE6154:AE6177)","v":0},{"$f":"SUM(AF6154:AF6177)","v":0},{"$f":"SUM(AG6154:AG6177)","v":0},{"$f":"SUM(AH6154:AH6177)","v":0},0,null,0,0,0,0,1449.436115678388,211.90255012103151,1,0,0,0,0,1,null,253,1.0250006139460801,0.95992120988601104,0,0,0,0,0]
[null,254,{"$f":"SUM(AC6178:AC6201)","v":3.024587373161614},1452.4607030515497,0,0,{"$f":"SUM(AD6178:AD6201)","v":3.0245873731616144},1,{"$f":"SUM(AE6178:AE6201)","v":0},{"$f":"SUM(AF6178:AF6201)","v":0},{"$f":"SUM(AG6178:AG6201)","v":0},{"$f":"SUM(AH6178:AH6201)","v":0},0,null,0,0,0,0,1452.4607030515497,211.90255012103151,1,0,0,0,0,1,null,254,0.942399831869839,1.0250006139460801,0,0,0,0,0]
[null,255,{"$f":"SUM(AC6202:AC6225)","v":2.6308659479707113},1455.0915689995204,0,0,{"$f":"SUM(AD6202:AD6225)","v":2.6308659479707126},1,{"$f":"SUM(AE6202:AE6225)","v":0},{"$f":"SUM(AF6202:AF6225)","v":0},{"$f":"SUM(AG6202:AG6225)","v":0},{"$f":"SUM(AH6202:AH6225)","v":0},0,null,0,0,0,0,1455.0915689995204,211.90255012103151,1,0,0,0,0,1,null,255,0.82350476676009798,0.942399831869839,0,0,0,0,0]
[null,256,{"$f":"SUM(AC6226:AC6249)","v":2.815499496255534},1457.907068495776,0,0,{"$f":"SUM(AD6226:AD6249)","v":2.8154994962555331},1,{"$f":"SUM(AE6226:AE6249)","v":0},{"$f":"SUM(AF6226:AF6249)","v":0},{"$f":"SUM(AG6226:AG6249)","v":0},{"$f":"SUM(AH6226:AH6249)","v":0},0,null,0,0,0,0,1457.907068495776,211.90255012103151,1,0,0,0,0,1,null,256,0.65329709460299601,0.82350476676009998,0,0,0,0,0]
[null,257,{"$f":"SUM(AC6250:AC6273)","v":2.4599102746231392},1460.3669787703991,0,0,{"$f":"SUM(AD6250:AD6273)","v":2.4599102746231445},1,{"$f":"SUM(AE6250:AE6273)","v":0},{"$f":"SUM(AF6250:AF6273)","v":0},{"$f":"SUM(AG6250:AG6273)","v":0},{"$f":"SUM(AH6250:AH6273)","v":0},0,null,0,0,0,{"$f":"IF(Q362<$D$7*24*Oppervlak, Q362,$D$7*24*Oppervlak)","v":0},1460.3669787703991,211.90255012103151,1,0,0,{"$f":"IF(W362<$D$7*24*Oppervlak, W362,24*$D$7*Oppervlak)","v":0},0,1,null,257,0.47307720643665202,0.65329709460299501,0,0,0,0,0]
[null,258,{"$f":"SUM(AC6274:AC6297)","v":3.7253969109561562},1464.0923756813552,{"$f":"IF($H$101>D363,D363,$H$101)","v":0},0,{"$f":"SUM(AD6274:AD6297)","v":3.7253969109561607},{"$f":"IF(INT(G363)*1>INT(F363),1,0)","v":1},{"$f":"SUM(AE6274:AE6297)","v":0},{"$f":"SUM(AF6274:AF6297)","v":0},{"$f":"SUM(AG6274:AG6297)","v":0},{"$f":"SUM(AH6274:AH6297)","v":0},{"$f":"SUM(I363:L363)","v":0},null,0,{"$f":"IF(O363<$R$101,O363,$R$101)","v":0},{"$f":"IF(Q362+P363-R362>0,Q362+P363-R362,0)","v":0},0,1464.0923756813552,211.90255012103151,1,0,0,0,0,{"$f":"IF(INT(G363)*1>INT(Y363),1,0)","v":1},null,258,0.28159357525991202,0.47307720643665102,0,0,0,0,{"$f":"SUM(AE363:AH363)","v":0}]
[null,{"$f":"B363+1","v":259},{"$f":"SUM(AC6298:AC6321)","v":4.0001646384401859},{"$f":"IF(D363+C364-E363>=0,D363+C364-E363,0)","v":1468.0925403197953},0,{"$f":"IF(E364+F363-G363>0,E364+F363-G363,0)","v":0},{"$f":"SUM(AD6298:AD6321)","v":4.0001646384401859},1,{"$f":"SUM(AE6298:AE6321)","v":0},{"$f":"SUM(AF6298:AF6321)","v":0},{"$f":"SUM(AG6298:AG6321)","v":0},{"$f":"SUM(AH6298:AH6321)","v":0},0,null,{"$f":"IF(O363+M364-P363>=0,O363+M364-P363,0)","v":0},0,0,0,{"$f":"IF(S363+C364-IF(U363=1,V363,0)>0,S363+C364-IF(U363=1,V363,0),0)","v":1468.0925403197953},{"$f":"IF(T363+M364-IF(U363=2,V363,0)>=0,T363+M364-IF(U363=2,V363,0),0)","v":211.90255012103151},{"$f":"IF(S364>$W$101*$V$101,1,IF(T364>$X$101*$Z$101,2,0))","v":1},{"$f":"IF(U364=1,IF(S364>$Y$101,$Y$101,S364),IF(U364=2,IF(T364>$Z$101,$Z$101,T364),0))","v":0},{"$f":"IF(U364=2,IF(W363+V364-X363>0,W363+V364-X363,0),IF(W363-X363>0,W363-X363,0))","v":0},0,{"$f":"IF(U364=1,IF(Y363+V364-G363>0,Y363+V364-G363,0),IF(Y363-G363>0,Y363-G363,0))","v":0},1,null,259,0.11764353810858499,0.28159357525991402,0,0,0,0,0]
[null,260,{"$f":"SUM(AC6322:AC6345)","v":3.4935424297229289},1471.5860827495183,0,0,{"$f":"SUM(AD6322:AD6345)","v":3.4935424297229294},1,{"$f":"SUM(AE6322:AE6345)","v":0},{"$f":"SUM(AF6322:AF6345)","v":0},{"$f":"SUM(AG6322:AG6345)","v":0},{"$f":"SUM(AH6322:AH6345)","v":0},0,null,0,0,0,0,1471.5860827495183,211.90255012103151,1,0,0,0,0,1,null,260,1.37667970127068E-2,0.11764353810858599,0,0,0,0,0]
[null,261,{"$f":"SUM(AC6346:AC6369)","v":3.2120380001936288},1474.7981207497119,0,0,{"$f":"SUM(AD6346:AD6369)","v":3.2120380001936262},1,{"$f":"SUM(AE6346:AE6369)","v":0},{"$f":"SUM(AF6346:AF6369)","v":0},{"$f":"SUM(AG6346:AG6369)","v":0},{"$f":"SUM(AH6346:AH6369)","v":0},0,null,0,0,0,0,1474.7981207497119,211.90255012103151,1,0,0,0,0,1,null,261,0,1.3766797012706999E-2,0,0,0,0,0]
[null,262,{"$f":"SUM(AC6370:AC6393)","v":5.6957321891067743},1480.4938529388187,0,0,{"$f":"SUM(AD6370:AD6393)","v":5.6957321891067751},1,{"$f":"SUM(AE6370:AE6393)","v":0},{"$f":"SUM(AF6370:AF6393)","v":0},{"$f":"SUM(AG6370:AG6393)","v":0},{"$f":"SUM(AH6370:AH6393)","v":0},0,null,0,0,0,0,1480.4938529388187,211.90255012103151,1,0,0,0,0,1,null,262,0,0,0,0,0,0,0]
[null,263,{"$f":"SUM(AC6394:AC6417)","v":6.294859032395026},1486.7887119712136,0,0,{"$f":"SUM(AD6394:AD6417)","v":6.2948590323950304},1,{"$f":"SUM(AE6394:AE6417)","v":0},{"$f":"SUM(AF6394:AF6417)","v":0},{"$f":"SUM(AG6394:AG6417)","v":0},{"$f":"SUM(AH6394:AH6417)","v":0},0,null,0,0,0,0,1486.7887119712136,211.90255012103151,1,0,0,0,0,1,null,263,0,0,0,0,0,0,0]
[null,264,{"$f":"SUM(AC6418:AC6441)","v":6.687820075913967},1493.4765320471276,0,0,{"$f":"SUM(AD6418:AD6441)","v":6.6878200759139705},1,{"$f":"SUM(AE6418:AE6441)","v":0},{"$f":"SUM(AF6418:AF6441)","v":0},{"$f":"SUM(AG6418:AG6441)","v":0},{"$f":"SUM(AH6418:AH6441)","v":0},0,null,0,0,0,0,1493.4765320471276,211.90255012103151,1,0,0,0,0,1,null,264,0,0,0,0,0,0,0]
[null,265,{"$f":"SUM(AC6442:AC6465)","v":4.7003320007118221},1498.1768640478394,0,0,{"$f":"SUM(AD6442:AD6465)","v":4.700332000711823},1,{"$f":"SUM(AE6442:AE6465)","v":0},{"$f":"SUM(AF6442:AF6465)","v":0},{"$f":"SUM(AG6442:AG6465)","v":0},{"$f":"SUM(AH6442:AH6465)","v":0},0,null,0,0,0,0,1498.1768640478394,211.90255012103151,1,0,0,0,0,1,null,265,0,0,0,0,0,0,0]
[null,266,{"$f":"SUM(AC6466:AC6489)","v":8.2663876096085787},1506.4432516574479,0,0,{"$f":"SUM(AD6466:AD6489)","v":6.566387609608574},1,{"$f":"SUM(AE6466:AE6489)","v":0},{"$f":"SUM(AF6466:AF6489)","v":0},{"$f":"SUM(AG6466:AG6489)","v":1.7},{"$f":"SUM(AH6466:AH6489)","v":0},1.7,null,1.7,1.7,1.7,1.7,1506.4432516574479,213.6025501210315,1,0,0,0,0,1,null,266,0,0,0,0,0,0,0]
[null,267,{"$f":"SUM(AC6490:AC6513)","v":6.7286006378664247},1513.1718522953145,0,0,{"$f":"SUM(AD6490:AD6513)","v":6.7286006378664371},1,{"$f":"SUM(AE6490:AE6513)","v":0},{"$f":"SUM(AF6490:AF6513)","v":0},{"$f":"SUM(AG6490:AG6513)","v":0},{"$f":"SUM(AH6490:AH6513)","v":0},0,null,0,0,0,0,1513.1718522953145,213.6025501210315,1,0,0,0,0,1,null,267,0,0,0,0,0,0,0]
[null,268,{"$f":"SUM(AC6514:AC6537)","v":7.4729514566581585},1520.6448037519726,0,0,{"$f":"SUM(AD6514:AD6537)","v":7.4729514566581603},1,{"$f":"SUM(AE6514:AE6537)","v":0},{"$f":"SUM(AF6514:AF6537)","v":0},{"$f":"SUM(AG6514:AG6537)","v":0},{"$f":"SUM(AH6514:AH6537)","v":0},0,null,0,0,0,0,1520.6448037519726,213.6025501210315,1,0,0,0,0,1,null,268,7.5685281449813999E-3,0,0,0,0,0,0]
[null,269,{"$f":"SUM(AC6538:AC6561)","v":7.9138341971089972},1528.5586379490817,0,0,{"$f":"SUM(AD6538:AD6561)","v":7.9138341971089918},1,{"$f":"SUM(AE6538:AE6561)","v":0},{"$f":"SUM(AF6538:AF6561)","v":0},{"$f":"SUM(AG6538:AG6561)","v":0},{"$f":"SUM(AH6538:AH6561)","v":0},0,null,0,0,0,0,1528.5586379490817,213.6025501210315,1,0,0,0,0,1,null,269,0.10217512995724901,7.5685281449799904E-3,0,0,0,0,0]
[null,270,{"$f":"SUM(AC6562:AC6585)","v":6.857699485624126},1535.4163374347058,0,0,{"$f":"SUM(AD6562:AD6585)","v":6.8576994856241322},1,{"$f":"SUM(AE6562:AE6585)","v":0},{"$f":"SUM(AF6562:AF6585)","v":0},{"$f":"SUM(AG6562:AG6585)","v":0},{"$f":"SUM(AH6562:AH6585)","v":0},0,null,0,0,0,0,1535.4163374347058,213.6025501210315,1,0,0,0,0,1,null,270,0.273728434576827,0.10217512995724901,0,0,0,0,0]
[null,271,{"$f":"SUM(AC6586:AC6609)","v":5.2314543330804124},1540.6477917677862,0,0,{"$f":"SUM(AD6586:AD6609)","v":5.2314543330804169},1,{"$f":"SUM(AE6586:AE6609)","v":0},{"$f":"SUM(AF6586:AF6609)","v":0},{"$f":"SUM(AG6586:AG6609)","v":0},{"$f":"SUM(AH6586:AH6609)","v":0},0,null,0,0,0,0,1540.6477917677862,213.6025501210315,1,0,0,0,0,1,null,271,0.46294163820136203,0.27372843457682799,0,0,0,0,0]
[null,272,{"$f":"SUM(AC6610:AC6633)","v":9.0114248713318723},1549.6592166391181,0,0,{"$f":"SUM(AD6610:AD6633)","v":9.0114248713318688},1,{"$f":"SUM(AE6610:AE6633)","v":0},{"$f":"SUM(AF6610:AF6633)","v":0},{"$f":"SUM(AG6610:AG6633)","v":0},{"$f":"SUM(AH6610:AH6633)","v":0},0,null,0,0,0,0,1549.6592166391181,213.6025501210315,1,0,0,0,0,1,null,272,0.66603047675836302,0.46294163820136103,0,0,0,0,0]
[null,273,{"$f":"SUM(AC6634:AC6657)","v":8.7474320862447072},1558.4066487253629,0,0,{"$f":"SUM(AD6634:AD6657)","v":8.7474320862447179},1,{"$f":"SUM(AE6634:AE6657)","v":0},{"$f":"SUM(AF6634:AF6657)","v":0},{"$f":"SUM(AG6634:AG6657)","v":0},{"$f":"SUM(AH6634:AH6657)","v":0},0,null,0,0,0,0,1558.4066487253629,213.6025501210315,1,0,0,0,0,1,null,273,0.83758378137794198,0.66603047675836402,0,0,0,0,0]
[null,274,{"$f":"SUM(AC6658:AC6681)","v":5.5053537995481436},1563.912002524911,0,0,{"$f":"SUM(AD6658:AD6681)","v":5.5053537995481499},1,{"$f":"SUM(AE6658:AE6681)","v":0},{"$f":"SUM(AF6658:AF6681)","v":0},{"$f":"SUM(AG6658:AG6681)","v":0},{"$f":"SUM(AH6658:AH6681)","v":0},0,null,0,0,0,0,1563.912002524911,213.6025501210315,1,0,0,0,0,1,null,274,0.97381728798760703,0.83758378137794298,0,0,0,0,0]
[null,275,{"$f":"SUM(AC6682:AC6705)","v":5.0930751848932179},1569.0050777098043,0,0,{"$f":"SUM(AD6682:AD6705)","v":5.093075184893217},1,{"$f":"SUM(AE6682:AE6705)","v":0},{"$f":"SUM(AF6682:AF6705)","v":0},{"$f":"SUM(AG6682:AG6705)","v":0},{"$f":"SUM(AH6682:AH6705)","v":0},0,null,0,0,0,0,1569.0050777098043,213.6025501210315,1,0,0,0,0,1,null,275,1.06463962572738,0.97381728798760503,0,0,0,0,0]
[null,276,{"$f":"SUM(AC6706:AC6729)","v":5.3164482720729715},1574.3215259818771,0,0,{"$f":"SUM(AD6706:AD6729)","v":5.3164482720729751},1,{"$f":"SUM(AE6706:AE6729)","v":0},{"$f":"SUM(AF6706:AF6729)","v":0},{"$f":"SUM(AG6706:AG6729)","v":0},{"$f":"SUM(AH6706:AH6729)","v":0},0,null,0,0,0,0,1574.3215259818771,213.6025501210315,1,0,0,0,0,1,null,276,1.09365231694981,1.06463962572738,0,0,0,0,0]
[null,277,{"$f":"SUM(AC6730:AC6753)","v":5.0229052658187738},1579.3444312476959,0,0,{"$f":"SUM(AD6730:AD6753)","v":5.0229052658187712},1,{"$f":"SUM(AE6730:AE6753)","v":0},{"$f":"SUM(AF6730:AF6753)","v":0},{"$f":"SUM(AG6730:AG6753)","v":0},{"$f":"SUM(AH6730:AH6753)","v":0},0,null,0,0,0,0,1579.3444312476959,213.6025501210315,1,0,0,0,0,1,null,277,1.07220815387237,1.09365231694981,0,0,0,0,0]
[null,278,{"$f":"SUM(AC6754:AC6777)","v":5.0830594002072633},1584.4274906479031,0,0,{"$f":"SUM(AD6754:AD6777)","v":5.083059400207258},1,{"$f":"SUM(AE6754:AE6777)","v":0},{"$f":"SUM(AF6754:AF6777)","v":0},{"$f":"SUM(AG6754:AG6777)","v":0},{"$f":"SUM(AH6754:AH6777)","v":0},0,null,0,0,0,0,1584.4274906479031,213.6025501210315,1,0,0,0,0,1,null,278,0.99526145106505404,1.07220815387236,0,0,0,0,0]
[null,279,{"$f":"SUM(AC6778:AC6801)","v":5.5279173035702174},1589.9554079514733,0,0,{"$f":"SUM(AD6778:AD6801)","v":5.5279173035702183},1,{"$f":"SUM(AE6778:AE6801)","v":0},{"$f":"SUM(AF6778:AF6801)","v":0},{"$f":"SUM(AG6778:AG6801)","v":0},{"$f":"SUM(AH6778:AH6801)","v":0},0,null,0,0,0,0,1589.9554079514733,213.6025501210315,1,0,0,0,0,1,null,279,0.86533505124287302,0.99526145106505504,0,0,0,0,0]
[null,280,{"$f":"SUM(AC6802:AC6825)","v":4.5319076482279774},1594.4873155997013,0,0,{"$f":"SUM(AD6802:AD6825)","v":4.5319076482279748},1,{"$f":"SUM(AE6802:AE6825)","v":0},{"$f":"SUM(AF6802:AF6825)","v":0},{"$f":"SUM(AG6802:AG6825)","v":0},{"$f":"SUM(AH6802:AH6825)","v":0},0,null,0,0,0,0,1594.4873155997013,213.6025501210315,1,0,0,0,0,1,null,280,0.69756601069578605,0.86533505124287102,0,0,0,0,0]
[null,281,{"$f":"SUM(AC6826:AC6849)","v":7.6877279630734074},1602.1750435627748,0,0,{"$f":"SUM(AD6826:AD6849)","v":7.6877279630734074},1,{"$f":"SUM(AE6826:AE6849)","v":0},{"$f":"SUM(AF6826:AF6849)","v":0},{"$f":"SUM(AG6826:AG6849)","v":0},{"$f":"SUM(AH6826:AH6849)","v":0},0,null,0,0,0,0,1602.1750435627748,213.6025501210315,1,0,0,0,0,1,null,281,0.51213707114374096,0.69756601069578505,0,0,0,0,0]
[null,282,{"$f":"SUM(AC6850:AC6873)","v":9.5264035687159421},1611.7014471314908,0,0,{"$f":"SUM(AD6850:AD6873)","v":9.5264035687159403},1,{"$f":"SUM(AE6850:AE6873)","v":0},{"$f":"SUM(AF6850:AF6873)","v":0},{"$f":"SUM(AG6850:AG6873)","v":0},{"$f":"SUM(AH6850:AH6873)","v":0},0,null,0,0,0,0,1611.7014471314908,213.6025501210315,1,0,0,0,0,1,null,282,0.30526396851424997,0.51213707114374196,0,0,0,0,0]
[null,283,{"$f":"SUM(AC6874:AC6897)","v":6.5570061587132802},1618.258453290204,0,0,{"$f":"SUM(AD6874:AD6897)","v":6.5570061587132811},1,{"$f":"SUM(AE6874:AE6897)","v":0},{"$f":"SUM(AF6874:AF6897)","v":0},{"$f":"SUM(AG6874:AG6897)","v":0},{"$f":"SUM(AH6874:AH6897)","v":0},0,null,0,0,0,0,1618.258453290204,213.6025501210315,1,0,0,0,0,1,null,283,0.12614213574968999,0.30526396851424897,0,0,0,0,0]
[null,284,{"$f":"SUM(AC6898:AC6921)","v":7.3988430950552351},1625.6572963852593,0,0,{"$f":"SUM(AD6898:AD6921)","v":7.398843095055236},1,{"$f":"SUM(AE6898:AE6921)","v":0},{"$f":"SUM(AF6898:AF6921)","v":0},{"$f":"SUM(AG6898:AG6921)","v":0},{"$f":"SUM(AH6898:AH6921)","v":0},0,null,0,0,0,0,1625.6572963852593,213.6025501210315,1,0,0,0,0,1,null,284,1.3875634932465899E-2,0.12614213574969099,0,0,0,0,0]
[null,285,{"$f":"SUM(AC6922:AC6945)","v":5.8788680507270907},1631.5361644359864,0,0,{"$f":"SUM(AD6922:AD6945)","v":5.8788680507270978},1,{"$f":"SUM(AE6922:AE6945)","v":0},{"$f":"SUM(AF6922:AF6945)","v":0},{"$f":"SUM(AG6922:AG6945)","v":0},{"$f":"SUM(AH6922:AH6945)","v":0},0,null,0,0,0,0,1631.5361644359864,213.6025501210315,1,0,0,0,0,1,null,285,0,1.3875634932464199E-2,0,0,0,0,0]
[null,286,{"$f":"SUM(AC6946:AC6969)","v":4.3499754007884253},1635.8861398367749,0,0,{"$f":"SUM(AD6946:AD6969)","v":4.3499754007884217},1,{"$f":"SUM(AE6946:AE6969)","v":0},{"$f":"SUM(AF6946:AF6969)","v":0},{"$f":"SUM(AG6946:AG6969)","v":0},{"$f":"SUM(AH6946:AH6969)","v":0},0,null,0,0,0,0,1635.8861398367749,213.6025501210315,1,0,0,0,0,1,null,286,0,0,0,0,0,0,0]
[null,287,{"$f":"SUM(AC6970:AC6993)","v":10.048532422177349},1645.9346722589523,0,0,{"$f":"SUM(AD6970:AD6993)","v":10.048532422177354},1,{"$f":"SUM(AE6970:AE6993)","v":0},{"$f":"SUM(AF6970:AF6993)","v":0},{"$f":"SUM(AG6970:AG6993)","v":0},{"$f":"SUM(AH6970:AH6993)","v":0},0,null,0,0,0,0,1645.9346722589523,213.6025501210315,1,0,0,0,0,1,null,287,0,0,0,0,0,0,0]
[null,288,{"$f":"SUM(AC6994:AC7017)","v":6.0096218398421755},1651.9442940987944,0,0,{"$f":"SUM(AD6994:AD7017)","v":6.0096218398421737},1,{"$f":"SUM(AE6994:AE7017)","v":0},{"$f":"SUM(AF6994:AF7017)","v":0},{"$f":"SUM(AG6994:AG7017)","v":0},{"$f":"SUM(AH6994:AH7017)","v":0},0,null,0,0,0,0,1651.9442940987944,213.6025501210315,1,0,0,0,0,1,null,288,0,0,0,0,0,0,0]
[null,289,{"$f":"SUM(AC7018:AC7041)","v":6.016873882647805},1657.9611679814423,0,0,{"$f":"SUM(AD7018:AD7041)","v":4.7072463024410993},1,{"$f":"SUM(AE7018:AE7041)","v":0},{"$f":"SUM(AF7018:AF7041)","v":0},{"$f":"SUM(AG7018:AG7041)","v":1.7},{"$f":"SUM(AH7018:AH7041)","v":0},1.7,null,1.7,1.7,1.7,1.7,1657.9611679814423,215.30255012103149,1,0,0,0,0,1,null,289,0,0,0,0,0,0,0]
[null,290,{"$f":"SUM(AC7042:AC7065)","v":4.3046450859178726},1662.2658130673601,0,0,{"$f":"SUM(AD7042:AD7065)","v":3.9142726661245772},1,{"$f":"SUM(AE7042:AE7065)","v":0},{"$f":"SUM(AF7042:AF7065)","v":0},{"$f":"SUM(AG7042:AG7065)","v":0},{"$f":"SUM(AH7042:AH7065)","v":0},0,null,0,0,0,0,1662.2658130673601,215.30255012103149,1,0,0,0,0,1,null,290,0,0,0,0,0,0,0]
[null,291,{"$f":"SUM(AC7066:AC7089)","v":4.5741941224369596},1666.840007189797,0,0,{"$f":"SUM(AD7066:AD7089)","v":4.5741941224369569},1,{"$f":"SUM(AE7066:AE7089)","v":0},{"$f":"SUM(AF7066:AF7089)","v":0},{"$f":"SUM(AG7066:AG7089)","v":0},{"$f":"SUM(AH7066:AH7089)","v":0},0,null,0,0,0,0,1666.840007189797,215.30255012103149,1,0,0,0,0,1,null,291,0,0,0,0,0,0,0]
[null,292,{"$f":"SUM(AC7090:AC7113)","v":4.6055862462737425},1671.4455934360708,0,0,{"$f":"SUM(AD7090:AD7113)","v":4.605586246273738},1,{"$f":"SUM(AE7090:AE7113)","v":0},{"$f":"SUM(AF7090:AF7113)","v":0},{"$f":"SUM(AG7090:AG7113)","v":0},{"$f":"SUM(AH7090:AH7113)","v":0},0,null,0,0,0,0,1671.4455934360708,215.30255012103149,1,0,0,0,0,1,null,292,7.5930910940040699E-3,0,0,0,0,0,0]
[null,293,{"$f":"SUM(AC7114:AC7137)","v":8.4621775192808304},1679.9077709553517,0,0,{"$f":"SUM(AD7114:AD7137)","v":8.4621775192808304},1,{"$f":"SUM(AE7114:AE7137)","v":0},{"$f":"SUM(AF7114:AF7137)","v":0},{"$f":"SUM(AG7114:AG7137)","v":0},{"$f":"SUM(AH7114:AH7137)","v":0},0,null,0,0,0,0,1679.9077709553517,215.30255012103149,1,0,0,0,0,1,null,293,0.102506729769055,7.5930910940047404E-3,0,0,0,0,0]
[null,294,{"$f":"SUM(AC7138:AC7161)","v":5.5769222659014108},1685.4846932212531,0,0,{"$f":"SUM(AD7138:AD7161)","v":5.5769222659014179},1,{"$f":"SUM(AE7138:AE7161)","v":0},{"$f":"SUM(AF7138:AF7161)","v":0},{"$f":"SUM(AG7138:AG7161)","v":0},{"$f":"SUM(AH7138:AH7161)","v":0},0,null,0,0,0,0,1685.4846932212531,215.30255012103149,1,0,0,0,0,1,null,294,0.27461679456648003,0.10250672976905301,0,0,0,0,0]
[null,295,{"$f":"SUM(AC7162:AC7185)","v":6.688587620297902},1692.1732808415511,0,0,{"$f":"SUM(AD7162:AD7185)","v":6.6885876202979002},1,{"$f":"SUM(AE7162:AE7185)","v":0},{"$f":"SUM(AF7162:AF7185)","v":0},{"$f":"SUM(AG7162:AG7185)","v":0},{"$f":"SUM(AH7162:AH7185)","v":0},0,null,0,0,0,0,1692.1732808415511,215.30255012103149,1,0,0,0,0,1,null,295,0.47836473892225601,0.27461679456647903,0,0,0,0,0]
[null,296,{"$f":"SUM(AC7186:AC7209)","v":6.4323149427017459},1698.605595784253,0,0,{"$f":"SUM(AD7186:AD7209)","v":6.4323149427017503},1,{"$f":"SUM(AE7186:AE7209)","v":0},{"$f":"SUM(AF7186:AF7209)","v":0},{"$f":"SUM(AG7186:AG7209)","v":0},{"$f":"SUM(AH7186:AH7209)","v":0},0,null,0,0,0,0,1698.605595784253,215.30255012103149,1,0,0,0,0,1,null,296,0.67198856181935995,0.478364738922257,0,0,0,0,0]
[null,297,{"$f":"SUM(AC7210:AC7233)","v":8.4611686039445235},1707.0667643881975,0,0,{"$f":"SUM(AD7210:AD7233)","v":8.4611686039445253},1,{"$f":"SUM(AE7210:AE7233)","v":0},{"$f":"SUM(AF7210:AF7233)","v":0},{"$f":"SUM(AG7210:AG7233)","v":0},{"$f":"SUM(AH7210:AH7233)","v":0},0,null,0,0,0,0,1707.0667643881975,215.30255012103149,1,0,0,0,0,1,null,297,0.84409862661678503,0.67198856181935895,0,0,0,0,0]
[null,298,{"$f":"SUM(AC7234:AC7257)","v":6.2635769780963289},1713.3303413662939,0,0,{"$f":"SUM(AD7234:AD7257)","v":6.2635769780963217},1,{"$f":"SUM(AE7234:AE7257)","v":0},{"$f":"SUM(AF7234:AF7257)","v":0},{"$f":"SUM(AG7234:AG7257)","v":0},{"$f":"SUM(AH7234:AH7257)","v":0},0,null,0,0,0,0,1713.3303413662939,215.30255012103149,1,0,0,0,0,1,null,298,0.98457081185586104,0.84409862661678503,0,0,0,0,0]
[null,299,{"$f":"SUM(AC7258:AC7281)","v":9.5932708516762055},1722.92361221797,0,0,{"$f":"SUM(AD7258:AD7281)","v":9.5932708516762091},1,{"$f":"SUM(AE7258:AE7281)","v":0},{"$f":"SUM(AF7258:AF7281)","v":0},{"$f":"SUM(AG7258:AG7281)","v":0},{"$f":"SUM(AH7258:AH7281)","v":0},0,null,0,0,0,0,1722.92361221797,215.30255012103149,1,0,0,0,0,1,null,299,1.06809481388991,0.98457081185586204,0,0,0,0,0]
[null,300,{"$f":"SUM(AC7282:AC7305)","v":8.0853477114165102},1731.0089599293865,0,0,{"$f":"SUM(AD7282:AD7305)","v":8.0853477114165084},1,{"$f":"SUM(AE7282:AE7305)","v":0},{"$f":"SUM(AF7282:AF7305)","v":0},{"$f":"SUM(AG7282:AG7305)","v":0},{"$f":"SUM(AH7282:AH7305)","v":0},0,null,0,0,0,0,1731.0089599293865,215.30255012103149,1,0,0,0,0,1,null,300,1.09340511753659,1.06809481388991,0,0,0,0,0]
[null,301,{"$f":"SUM(AC7306:AC7329)","v":5.9377995201609748},1736.9467594495475,0,0,{"$f":"SUM(AD7306:AD7329)","v":5.9377995201609695},1,{"$f":"SUM(AE7306:AE7329)","v":0},{"$f":"SUM(AF7306:AF7329)","v":0},{"$f":"SUM(AG7306:AG7329)","v":0},{"$f":"SUM(AH7306:AH7329)","v":0},0,null,0,0,0,0,1736.9467594495475,215.30255012103149,1,0,0,0,0,1,null,301,1.08328099607791,1.09340511753659,0,0,0,0,0]
[null,302,{"$f":"SUM(AC7330:AC7353)","v":11.791190186472255},1748.7379496360197,0,0,{"$f":"SUM(AD7330:AD7353)","v":11.791190186472265},1,{"$f":"SUM(AE7330:AE7353)","v":0},{"$f":"SUM(AF7330:AF7353)","v":0},{"$f":"SUM(AG7330:AG7353)","v":0},{"$f":"SUM(AH7330:AH7353)","v":0},0,null,0,0,0,0,1748.7379496360197,215.30255012103149,1,0,0,0,0,1,null,302,0.998491478861535,1.08328099607791,0,0,0,0,0]
[null,303,{"$f":"SUM(AC7354:AC7377)","v":9.9403109083572687},1758.6782605443771,0,0,{"$f":"SUM(AD7354:AD7377)","v":9.9403109083572616},1,{"$f":"SUM(AE7354:AE7377)","v":0},{"$f":"SUM(AF7354:AF7377)","v":0},{"$f":"SUM(AG7354:AG7377)","v":0},{"$f":"SUM(AH7354:AH7377)","v":0},0,null,0,0,0,0,1758.6782605443771,215.30255012103149,1,0,0,0,0,1,null,303,0.85422274807545795,0.998491478861535,0,0,0,0,0]
[null,304,{"$f":"SUM(AC7378:AC7401)","v":5.0982624569339681},1763.776523001311,0,0,{"$f":"SUM(AD7378:AD7401)","v":5.0982624569339681},1,{"$f":"SUM(AE7378:AE7401)","v":0},{"$f":"SUM(AF7378:AF7401)","v":0},{"$f":"SUM(AG7378:AG7401)","v":0},{"$f":"SUM(AH7378:AH7401)","v":0},0,null,0,0,0,0,1763.776523001311,215.30255012103149,1,0,0,0,0,1,null,304,0.66439547072535599,0.85422274807545595,0,0,0,0,0]
[null,305,{"$f":"SUM(AC7402:AC7425)","v":6.5756168884472732},1770.3521398897583,0,0,{"$f":"SUM(AD7402:AD7425)","v":6.5756168884472679},1,{"$f":"SUM(AE7402:AE7425)","v":0},{"$f":"SUM(AF7402:AF7425)","v":0},{"$f":"SUM(AG7402:AG7425)","v":0},{"$f":"SUM(AH7402:AH7425)","v":0},0,null,0,0,0,0,1770.3521398897583,215.30255012103149,1,0,0,0,0,1,null,305,0.52392328548628098,0.66439547072535698,0,0,0,0,0]
[null,306,{"$f":"SUM(AC7426:AC7449)","v":13.75507168471476},1784.107211574473,0,0,{"$f":"SUM(AD7426:AD7449)","v":13.755071684714752},1,{"$f":"SUM(AE7426:AE7449)","v":0},{"$f":"SUM(AF7426:AF7449)","v":0},{"$f":"SUM(AG7426:AG7449)","v":0},{"$f":"SUM(AH7426:AH7449)","v":0},0,null,0,0,0,0,1784.107211574473,215.30255012103149,1,0,0,0,0,1,null,306,0.320175341130505,0.52392328548627998,0,0,0,0,0]
[null,307,{"$f":"SUM(AC7450:AC7473)","v":9.0859818231125722},1793.1931933975857,0,0,{"$f":"SUM(AD7450:AD7473)","v":9.0859818231125686},1,{"$f":"SUM(AE7450:AE7473)","v":0},{"$f":"SUM(AF7450:AF7473)","v":0},{"$f":"SUM(AG7450:AG7473)","v":0},{"$f":"SUM(AH7450:AH7473)","v":0},0,null,0,0,0,0,1793.1931933975857,215.30255012103149,1,0,0,0,0,1,null,307,0.136675639692073,0.320175341130505,0,0,0,0,0]
[null,308,{"$f":"SUM(AC7474:AC7497)","v":9.1572591392777589},1802.3504525368635,0,0,{"$f":"SUM(AD7474:AD7497)","v":9.1572591392777554},1,{"$f":"SUM(AE7474:AE7497)","v":0},{"$f":"SUM(AF7474:AF7497)","v":0},{"$f":"SUM(AG7474:AG7497)","v":0},{"$f":"SUM(AH7474:AH7497)","v":0},0,null,0,0,0,0,1802.3504525368635,215.30255012103149,1,0,0,0,0,1,null,308,1.7717212552676199E-2,0.136675639692072,0,0,0,0,0]
[null,309,{"$f":"SUM(AC7498:AC7521)","v":7.022146542384557},1809.3725990792479,0,0,{"$f":"SUM(AD7498:AD7521)","v":6.5532848776205839},1,{"$f":"SUM(AE7498:AE7521)","v":0},{"$f":"SUM(AF7498:AF7521)","v":0},{"$f":"SUM(AG7498:AG7521)","v":1.7},{"$f":"SUM(AH7498:AH7521)","v":0},1.7,null,1.7,1.7,1.7,1.7,1809.3725990792479,217.00255012103148,1,0,0,0,0,1,null,309,0,1.7717212552675901E-2,0,0,0,0,0]
[null,310,{"$f":"SUM(AC7522:AC7545)","v":14.191218264197866},1823.5638173434459,0,0,{"$f":"SUM(AD7522:AD7545)","v":12.960079928961822},1,{"$f":"SUM(AE7522:AE7545)","v":0},{"$f":"SUM(AF7522:AF7545)","v":0},{"$f":"SUM(AG7522:AG7545)","v":0},{"$f":"SUM(AH7522:AH7545)","v":0},0,null,0,0,0,0,1823.5638173434459,217.00255012103148,1,0,0,0,0,1,null,310,0,0,0,0,0,0,0]
[null,311,{"$f":"SUM(AC7546:AC7569)","v":13.408784345734594},1836.9726016891805,0,0,{"$f":"SUM(AD7546:AD7569)","v":13.408784345734594},1,{"$f":"SUM(AE7546:AE7569)","v":0},{"$f":"SUM(AF7546:AF7569)","v":0},{"$f":"SUM(AG7546:AG7569)","v":0},{"$f":"SUM(AH7546:AH7569)","v":0},0,null,0,0,0,0,1836.9726016891805,217.00255012103148,1,0,0,0,0,1,null,311,0,0,0,0,0,0,0]
[null,312,{"$f":"SUM(AC7570:AC7593)","v":14.087073568132626},1851.0596752573131,0,0,{"$f":"SUM(AD7570:AD7593)","v":14.087073568132627},1,{"$f":"SUM(AE7570:AE7593)","v":0},{"$f":"SUM(AF7570:AF7593)","v":0},{"$f":"SUM(AG7570:AG7593)","v":0},{"$f":"SUM(AH7570:AH7593)","v":0},0,null,0,0,0,0,1851.0596752573131,217.00255012103148,1,0,0,0,0,1,null,312,0,0,0,0,0,0,0]
[null,313,{"$f":"SUM(AC7594:AC7617)","v":14.44105317596156},1865.5007284332746,0,0,{"$f":"SUM(AD7594:AD7617)","v":14.441053175961549},1,{"$f":"SUM(AE7594:AE7617)","v":0},{"$f":"SUM(AF7594:AF7617)","v":0},{"$f":"SUM(AG7594:AG7617)","v":0},{"$f":"SUM(AH7594:AH7617)","v":0},0,null,0,0,0,0,1865.5007284332746,217.00255012103148,1,0,0,0,0,1,null,313,0,0,0,0,0,0,0]
[null,314,{"$f":"SUM(AC7618:AC7641)","v":14.355601180122132},1879.8563296133968,0,0,{"$f":"SUM(AD7618:AD7641)","v":14.355601180122125},1,{"$f":"SUM(AE7618:AE7641)","v":0},{"$f":"SUM(AF7618:AF7641)","v":0},{"$f":"SUM(AG7618:AG7641)","v":0},{"$f":"SUM(AH7618:AH7641)","v":0},0,null,0,0,0,0,1879.8563296133968,217.00255012103148,1,0,0,0,0,1,null,314,0,0,0,0,0,0,0]
[null,315,{"$f":"SUM(AC7642:AC7665)","v":13.521234703209277},1893.3775643166061,0,0,{"$f":"SUM(AD7642:AD7665)","v":13.521234703209279},1,{"$f":"SUM(AE7642:AE7665)","v":0},{"$f":"SUM(AF7642:AF7665)","v":0},{"$f":"SUM(AG7642:AG7665)","v":0},{"$f":"SUM(AH7642:AH7665)","v":0},0,null,0,0,0,0,1893.3775643166061,217.00255012103148,1,0,0,0,0,1,null,315,0,0,0,0,0,0,0]
[null,316,{"$f":"SUM(AC7666:AC7689)","v":15.126515687315939},1908.5040800039221,0,0,{"$f":"SUM(AD7666:AD7689)","v":15.126515687315958},1,{"$f":"SUM(AE7666:AE7689)","v":0},{"$f":"SUM(AF7666:AF7689)","v":0},{"$f":"SUM(AG7666:AG7689)","v":0},{"$f":"SUM(AH7666:AH7689)","v":0},0,null,0,0,0,0,1908.5040800039221,217.00255012103148,1,0,0,0,0,1,null,316,7.6055993708835498E-3,0,0,0,0,0,0]
[null,317,{"$f":"SUM(AC7690:AC7713)","v":15.603496414214023},1924.1075764181362,0,0,{"$f":"SUM(AD7690:AD7713)","v":15.603496414214021},1,{"$f":"SUM(AE7690:AE7713)","v":0},{"$f":"SUM(AF7690:AF7713)","v":0},{"$f":"SUM(AG7690:AG7713)","v":0},{"$f":"SUM(AH7690:AH7713)","v":0},0,null,0,0,0,0,1924.1075764181362,217.00255012103148,1,0,0,0,0,1,null,317,8.4929192974866299E-2,7.6055993708829001E-3,0,0,0,0,0]
[null,318,{"$f":"SUM(AC7714:AC7737)","v":14.632934158391407},1938.7405105765276,0,0,{"$f":"SUM(AD7714:AD7737)","v":14.632934158391398},1,{"$f":"SUM(AE7714:AE7737)","v":0},{"$f":"SUM(AF7714:AF7737)","v":0},{"$f":"SUM(AG7714:AG7737)","v":0},{"$f":"SUM(AH7714:AH7737)","v":0},0,null,0,0,0,0,1938.7405105765276,217.00255012103148,1,0,0,0,0,1,null,318,0.25732277871489301,8.4929192974864107E-2,0,0,0,0,0]
[null,319,{"$f":"SUM(AC7738:AC7761)","v":15.760780969583132},1954.5012915461107,0,0,{"$f":"SUM(AD7738:AD7761)","v":15.760780969583134},1,{"$f":"SUM(AE7738:AE7761)","v":0},{"$f":"SUM(AF7738:AF7761)","v":0},{"$f":"SUM(AG7738:AG7761)","v":0},{"$f":"SUM(AH7738:AH7761)","v":0},0,null,0,0,0,0,1954.5012915461107,217.00255012103148,1,0,0,0,0,1,null,319,0.46140636183360201,0.25732277871489101,0,0,0,0,0]
[null,320,{"$f":"SUM(AC7762:AC7785)","v":8.8634849343944122},1963.364776480505,0,0,{"$f":"SUM(AD7762:AD7785)","v":7.1634849343944209},1,{"$f":"SUM(AE7762:AE7785)","v":0},{"$f":"SUM(AF7762:AF7785)","v":0},{"$f":"SUM(AG7762:AG7785)","v":1.7},{"$f":"SUM(AH7762:AH7785)","v":0},1.7,null,1.7,1.7,1.7,1.7,1963.364776480505,218.70255012103146,1,0,0,0,0,1,null,320,0.65154634610569095,0.46140636183360201,0,0,0,0,0]
[null,321,{"$f":"SUM(AC7786:AC7809)","v":6.4272858025809247},1969.7920622830859,0,0,{"$f":"SUM(AD7786:AD7809)","v":6.4272858025809194},1,{"$f":"SUM(AE7786:AE7809)","v":0},{"$f":"SUM(AF7786:AF7809)","v":0},{"$f":"SUM(AG7786:AG7809)","v":0},{"$f":"SUM(AH7786:AH7809)","v":0},0,null,0,0,0,{"$f":"IF(Q426<$D$7*24*Oppervlak, Q426,$D$7*24*Oppervlak)","v":0},1969.7920622830859,218.70255012103146,1,0,0,{"$f":"IF(W426<$D$7*24*Oppervlak, W426,24*$D$7*Oppervlak)","v":0},0,1,null,321,0.816334332474834,0.65154634610569095,0,0,0,0,0]
[null,322,{"$f":"SUM(AC7810:AC7833)","v":9.6561925558854078},1979.4482548389713,{"$f":"IF($H$101>D427,D427,$H$101)","v":0},0,{"$f":"SUM(AD7810:AD7833)","v":9.6561925558853936},{"$f":"IF(INT(G427)*1>INT(F427),1,0)","v":1},{"$f":"SUM(AE7810:AE7833)","v":0},{"$f":"SUM(AF7810:AF7833)","v":0},{"$f":"SUM(AG7810:AG7833)","v":0},{"$f":"SUM(AH7810:AH7833)","v":0},{"$f":"SUM(I427:L427)","v":0},null,0,{"$f":"IF(O427<$R$101,O427,$R$101)","v":0},{"$f":"IF(Q426+P427-R426>0,Q426+P427-R426,0)","v":0},0,1979.4482548389713,218.70255012103146,1,0,0,0,0,{"$f":"IF(INT(G427)*1>INT(Y427),1,0)","v":1},null,322,0.96084072052162195,0.816334332474836,0,0,0,0,{"$f":"SUM(AE427:AH427)","v":0}]
[null,{"$f":"B427+1","v":323},{"$f":"SUM(AC7834:AC7857)","v":13.089323685713678},{"$f":"IF(D427+C428-E427>=0,D427+C428-E427,0)","v":1992.5375785246849},0,{"$f":"IF(E428+F427-G427>0,E428+F427-G427,0)","v":0},{"$f":"SUM(AD7834:AD7857)","v":13.089323685713687},1,{"$f":"SUM(AE7834:AE7857)","v":0},{"$f":"SUM(AF7834:AF7857)","v":0},{"$f":"SUM(AG7834:AG7857)","v":0},{"$f":"SUM(AH7834:AH7857)","v":0},0,null,{"$f":"IF(O427+M428-P427>=0,O427+M428-P427,0)","v":0},0,0,0,{"$f":"IF(S427+C428-IF(U427=1,V427,0)>0,S427+C428-IF(U427=1,V427,0),0)","v":1992.5375785246849},{"$f":"IF(T427+M428-IF(U427=2,V427,0)>=0,T427+M428-IF(U427=2,V427,0),0)","v":218.70255012103146},{"$f":"IF(S428>$W$101*$V$101,1,IF(T428>$X$101*$Z$101,2,0))","v":1},{"$f":"IF(U428=1,IF(S428>$Y$101,$Y$101,S428),IF(U428=2,IF(T428>$Z$101,$Z$101,T428),0))","v":0},{"$f":"IF(U428=2,IF(W427+V428-X427>0,W427+V428-X427,0),IF(W427-X427>0,W427-X427,0))","v":0},0,{"$f":"IF(U428=1,IF(Y427+V428-G427>0,Y427+V428-G427,0),IF(Y427-G427>0,Y427-G427,0))","v":0},1,null,323,1.0495727131819299,0.96084072052162195,0,0,0,0,0]
[null,324,{"$f":"SUM(AC7858:AC7881)","v":11.069366203056017},2003.6069447277409,0,0,{"$f":"SUM(AD7858:AD7881)","v":11.069366203056019},1,{"$f":"SUM(AE7858:AE7881)","v":0},{"$f":"SUM(AF7858:AF7881)","v":0},{"$f":"SUM(AG7858:AG7881)","v":0},{"$f":"SUM(AH7858:AH7881)","v":0},0,null,0,0,0,0,2003.6069447277409,218.70255012103146,1,0,0,0,0,1,null,324,1.0774599108751699,1.0495727131819299,0,0,0,0,0]
[null,325,{"$f":"SUM(AC7882:AC7905)","v":12.363358278277644},2015.9703030060186,0,0,{"$f":"SUM(AD7882:AD7905)","v":12.363358278277657},1,{"$f":"SUM(AE7882:AE7905)","v":0},{"$f":"SUM(AF7882:AF7905)","v":0},{"$f":"SUM(AG7882:AG7905)","v":0},{"$f":"SUM(AH7882:AH7905)","v":0},0,null,0,0,0,0,2015.9703030060186,218.70255012103146,1,0,0,0,0,1,null,325,1.0559107126576699,1.0774599108751699,0,0,0,0,0]
[null,326,{"$f":"SUM(AC7906:AC7929)","v":6.6584938994508098},2022.6287969054695,0,0,{"$f":"SUM(AD7906:AD7929)","v":6.6584938994508169},1,{"$f":"SUM(AE7906:AE7929)","v":0},{"$f":"SUM(AF7906:AF7929)","v":0},{"$f":"SUM(AG7906:AG7929)","v":0},{"$f":"SUM(AH7906:AH7929)","v":0},0,null,0,0,0,0,2022.6287969054695,218.70255012103146,1,0,0,0,0,1,null,326,0.93675632251382401,1.0559107126576699,0,0,0,0,0]
[null,327,{"$f":"SUM(AC7930:AC7953)","v":12.362916298501869},2034.9917132039714,0,0,{"$f":"SUM(AD7930:AD7953)","v":12.362916298501867},1,{"$f":"SUM(AE7930:AE7953)","v":0},{"$f":"SUM(AF7930:AF7953)","v":0},{"$f":"SUM(AG7930:AG7953)","v":0},{"$f":"SUM(AH7930:AH7953)","v":0},0,null,0,0,0,0,2034.9917132039714,218.70255012103146,1,0,0,0,0,1,null,327,0.82774273153115996,0.93675632251382401,0,0,0,0,0]
[null,328,{"$f":"SUM(AC7954:AC7977)","v":16.924726032571591},2051.9164392365428,0,0,{"$f":"SUM(AD7954:AD7977)","v":16.924726032571602},1,{"$f":"SUM(AE7954:AE7977)","v":0},{"$f":"SUM(AF7954:AF7977)","v":0},{"$f":"SUM(AG7954:AG7977)","v":0},{"$f":"SUM(AH7954:AH7977)","v":0},0,null,0,0,0,0,2051.9164392365428,218.70255012103146,1,0,0,0,0,1,null,328,0.69337714264554995,0.82774273153116096,0,0,0,0,0]
[null,329,{"$f":"SUM(AC7978:AC8001)","v":10.546863314528192},2062.4633025510711,0,0,{"$f":"SUM(AD7978:AD8001)","v":10.546863314528192},1,{"$f":"SUM(AE7978:AE8001)","v":0},{"$f":"SUM(AF7978:AF8001)","v":0},{"$f":"SUM(AG7978:AG8001)","v":0},{"$f":"SUM(AH7978:AH8001)","v":0},0,null,0,0,0,0,2062.4633025510711,218.70255012103146,1,0,0,0,0,1,null,329,0.51718075722008106,0.69337714264555195,0,0,0,0,0]
[null,330,{"$f":"SUM(AC8002:AC8025)","v":15.451225305650075},2077.9145278567212,0,0,{"$f":"SUM(AD8002:AD8025)","v":15.451225305650071},1,{"$f":"SUM(AE8002:AE8025)","v":0},{"$f":"SUM(AF8002:AF8025)","v":0},{"$f":"SUM(AG8002:AG8025)","v":0},{"$f":"SUM(AH8002:AH8025)","v":0},0,null,0,0,0,0,2077.9145278567212,218.70255012103146,1,0,0,0,0,1,null,330,0.30295637494019501,0.51718075722008205,0,0,0,0,0]
[null,331,{"$f":"SUM(AC8026:AC8049)","v":6.7014237671954895},2084.6159516239168,0,0,{"$f":"SUM(AD8026:AD8049)","v":6.7014237671954913},1,{"$f":"SUM(AE8026:AE8049)","v":0},{"$f":"SUM(AF8026:AF8049)","v":0},{"$f":"SUM(AG8026:AG8049)","v":0},{"$f":"SUM(AH8026:AH8049)","v":0},0,null,0,0,0,0,2084.6159516239168,218.70255012103146,1,0,0,0,0,1,null,331,0.13436558888560901,0.30295637494019401,0,0,0,0,0]
[null,332,{"$f":"SUM(AC8050:AC8073)","v":8.0280601413247439},2092.6440117652414,0,0,{"$f":"SUM(AD8050:AD8073)","v":8.0280601413247474},1,{"$f":"SUM(AE8050:AE8073)","v":0},{"$f":"SUM(AF8050:AF8073)","v":0},{"$f":"SUM(AG8050:AG8073)","v":0},{"$f":"SUM(AH8050:AH8073)","v":0},0,null,0,0,0,0,2092.6440117652414,218.70255012103146,1,0,0,0,0,1,null,332,1.77463985320616E-2,0.13436558888561001,0,0,0,0,0]
[null,333,{"$f":"SUM(AC8074:AC8097)","v":13.356614240637354},2106.000626005879,0,0,{"$f":"SUM(AD8074:AD8097)","v":10.760131391697533},1,{"$f":"SUM(AE8074:AE8097)","v":2.59648284893981},{"$f":"SUM(AF8074:AF8097)","v":0},{"$f":"SUM(AG8074:AG8097)","v":0},{"$f":"SUM(AH8074:AH8097)","v":0},2.59648284893981,null,2.59648284893981,2.59648284893981,2.59648284893981,2.59648284893981,2106.000626005879,221.29903296997128,1,0,0,0,0,1,null,333,0,1.7746398532061902E-2,0,0,0,0,0]
[null,334,{"$f":"SUM(AC8098:AC8121)","v":10.944588534972564},2116.9452145408513,0,0,{"$f":"SUM(AD8098:AD8121)","v":9.2941211730141386},1,{"$f":"SUM(AE8098:AE8121)","v":0},{"$f":"SUM(AF8098:AF8121)","v":0},{"$f":"SUM(AG8098:AG8121)","v":1.7},{"$f":"SUM(AH8098:AH8121)","v":0},1.7,null,1.7000000000000002,1.7000000000000002,1.7000000000000002,1.7000000000000002,2116.9452145408513,222.99903296997127,1,0,0,0,0,1,null,334,0,0,0,0,0,0,0]
[null,335,{"$f":"SUM(AC8122:AC8145)","v":9.9635086024067618},2126.9087231432582,0,0,{"$f":"SUM(AD8122:AD8145)","v":9.9139759643651946},1,{"$f":"SUM(AE8122:AE8145)","v":0},{"$f":"SUM(AF8122:AF8145)","v":0},{"$f":"SUM(AG8122:AG8145)","v":0},{"$f":"SUM(AH8122:AH8145)","v":0},0,null,0,0,0,0,2126.9087231432582,222.99903296997127,1,0,0,0,0,1,null,335,0,0,0,0,0,0,0]
[null,336,{"$f":"SUM(AC8146:AC8169)","v":16.625851640703051},2143.534574783961,0,0,{"$f":"SUM(AD8146:AD8169)","v":16.625851640703054},1,{"$f":"SUM(AE8146:AE8169)","v":0},{"$f":"SUM(AF8146:AF8169)","v":0},{"$f":"SUM(AG8146:AG8169)","v":0},{"$f":"SUM(AH8146:AH8169)","v":0},0,null,0,0,0,0,2143.534574783961,222.99903296997127,1,0,0,0,0,1,null,336,0,0,0,0,0,0,0]
[null,337,{"$f":"SUM(AC8170:AC8193)","v":10.844015793967067},2154.3785905779282,0,0,{"$f":"SUM(AD8170:AD8193)","v":10.844015793967067},1,{"$f":"SUM(AE8170:AE8193)","v":0},{"$f":"SUM(AF8170:AF8193)","v":0},{"$f":"SUM(AG8170:AG8193)","v":0},{"$f":"SUM(AH8170:AH8193)","v":0},0,null,0,0,0,0,2154.3785905779282,222.99903296997127,1,0,0,0,0,1,null,337,0,0,0,0,0,0,0]
[null,338,{"$f":"SUM(AC8194:AC8217)","v":16.064493478877438},2170.4430840568057,0,0,{"$f":"SUM(AD8194:AD8217)","v":11.506481841893743},1,{"$f":"SUM(AE8194:AE8217)","v":4.5580116369837},{"$f":"SUM(AF8194:AF8217)","v":0},{"$f":"SUM(AG8194:AG8217)","v":0},{"$f":"SUM(AH8194:AH8217)","v":0},4.5580116369837,null,4.5580116369837,4.5580116369837,4.5580116369837,4.5580116369837,2170.4430840568057,227.55704460695497,1,0,0,0,0,1,null,338,0,0,0,0,0,0,0]
[null,339,{"$f":"SUM(AC8218:AC8241)","v":11.671004106131772},2182.1140881629376,0,0,{"$f":"SUM(AD8218:AD8241)","v":11.671004106131772},1,{"$f":"SUM(AE8218:AE8241)","v":0},{"$f":"SUM(AF8218:AF8241)","v":0},{"$f":"SUM(AG8218:AG8241)","v":0},{"$f":"SUM(AH8218:AH8241)","v":0},0,null,0,0,0,0,2182.1140881629376,227.55704460695497,1,0,0,0,0,1,null,339,0,0,0,0,0,0,0]
[null,340,{"$f":"SUM(AC8242:AC8265)","v":12.626086201386212},2194.7401743643236,0,0,{"$f":"SUM(AD8242:AD8265)","v":12.626086201386217},1,{"$f":"SUM(AE8242:AE8265)","v":0},{"$f":"SUM(AF8242:AF8265)","v":0},{"$f":"SUM(AG8242:AG8265)","v":0},{"$f":"SUM(AH8242:AH8265)","v":0},0,null,0,0,0,0,2194.7401743643236,227.55704460695497,1,0,0,0,0,1,null,340,7.6172747029147102E-3,0,0,0,0,0,0]
[null,341,{"$f":"SUM(AC8266:AC8289)","v":11.119748225133232},2205.8599225894568,0,0,{"$f":"SUM(AD8266:AD8289)","v":11.119748225133243},1,{"$f":"SUM(AE8266:AE8289)","v":0},{"$f":"SUM(AF8266:AF8289)","v":0},{"$f":"SUM(AG8266:AG8289)","v":0},{"$f":"SUM(AH8266:AH8289)","v":0},0,null,0,0,0,0,2205.8599225894568,227.55704460695497,1,0,0,0,0,1,null,341,9.5215933786433796E-2,7.61727470291462E-3,0,0,0,0,0]
[null,342,{"$f":"SUM(AC8290:AC8313)","v":11.200056514338941},2217.0599791037957,0,0,{"$f":"SUM(AD8290:AD8313)","v":11.200056514338948},1,{"$f":"SUM(AE8290:AE8313)","v":0},{"$f":"SUM(AF8290:AF8313)","v":0},{"$f":"SUM(AG8290:AG8313)","v":0},{"$f":"SUM(AH8290:AH8313)","v":0},0,null,0,0,0,0,2217.0599791037957,227.55704460695497,1,0,0,0,0,1,null,342,0.24629188206090899,9.52159337864356E-2,0,0,0,0,0]
[null,343,{"$f":"SUM(AC8314:AC8337)","v":11.797325614166267},2228.8573047179621,0,0,{"$f":"SUM(AD8314:AD8337)","v":11.797325614166276},1,{"$f":"SUM(AE8314:AE8337)","v":0},{"$f":"SUM(AF8314:AF8337)","v":0},{"$f":"SUM(AG8314:AG8337)","v":0},{"$f":"SUM(AH8314:AH8337)","v":0},0,null,0,0,0,0,2228.8573047179621,227.55704460695497,1,0,0,0,0,1,null,343,0.46211466531015899,0.24629188206090899,0,0,0,0,0]
[null,344,{"$f":"SUM(AC8338:AC8361)","v":13.662615363022784},2242.5199200809848,0,0,{"$f":"SUM(AD8338:AD8361)","v":13.662615363022775},1,{"$f":"SUM(AE8338:AE8361)","v":0},{"$f":"SUM(AF8338:AF8361)","v":0},{"$f":"SUM(AG8338:AG8361)","v":0},{"$f":"SUM(AH8338:AH8361)","v":0},0,null,0,0,0,0,2242.5199200809848,227.55704460695497,1,0,0,0,0,1,null,344,0.66651153650503703,0.46211466531015899,0,0,0,0,0]
[null,345,{"$f":"SUM(AC8362:AC8385)","v":12.712231850093959},2255.2321519310785,0,0,{"$f":"SUM(AD8362:AD8385)","v":12.712231850093955},1,{"$f":"SUM(AE8362:AE8385)","v":0},{"$f":"SUM(AF8362:AF8385)","v":0},{"$f":"SUM(AG8362:AG8385)","v":0},{"$f":"SUM(AH8362:AH8385)","v":0},0,null,0,0,0,0,2255.2321519310785,227.55704460695497,1,0,0,0,0,1,null,345,0.83536112575297905,0.66651153650503803,0,0,0,0,0]
[null,346,{"$f":"SUM(AC8386:AC8409)","v":14.938537748726107},2270.1706896798046,0,0,{"$f":"SUM(AD8386:AD8409)","v":14.938537748726107},1,{"$f":"SUM(AE8386:AE8409)","v":0},{"$f":"SUM(AF8386:AF8409)","v":0},{"$f":"SUM(AG8386:AG8409)","v":0},{"$f":"SUM(AH8386:AH8409)","v":0},0,null,0,0,0,0,2270.1706896798046,227.55704460695497,1,0,0,0,0,1,null,346,0.97628070775690201,0.83536112575298105,0,0,0,0,0]
[null,347,{"$f":"SUM(AC8410:AC8433)","v":11.269224353560769},2281.4399140333653,0,0,{"$f":"SUM(AD8410:AD8433)","v":9.5692243535607702},1,{"$f":"SUM(AE8410:AE8433)","v":0},{"$f":"SUM(AF8410:AF8433)","v":0},{"$f":"SUM(AG8410:AG8433)","v":1.7},{"$f":"SUM(AH8410:AH8433)","v":0},1.7,null,1.7,1.7,1.7,1.7,2281.4399140333653,229.25704460695496,1,0,0,0,0,1,null,347,1.07149664154334,0.97628070775690201,0,0,0,0,0]
[null,348,{"$f":"SUM(AC8434:AC8457)","v":10.391571356280149},2291.8314853896454,0,0,{"$f":"SUM(AD8434:AD8457)","v":10.391571356280151},1,{"$f":"SUM(AE8434:AE8457)","v":0},{"$f":"SUM(AF8434:AF8457)","v":0},{"$f":"SUM(AG8434:AG8457)","v":0},{"$f":"SUM(AH8434:AH8457)","v":0},0,null,0,0,0,0,2291.8314853896454,229.25704460695496,1,0,0,0,0,1,null,348,1.0892702825167999,1.07149664154333,0,0,0,0,0]
[null,349,{"$f":"SUM(AC8458:AC8481)","v":13.65171890556535},2305.4832042952107,0,0,{"$f":"SUM(AD8458:AD8481)","v":13.651718905565346},1,{"$f":"SUM(AE8458:AE8481)","v":0},{"$f":"SUM(AF8458:AF8481)","v":0},{"$f":"SUM(AG8458:AG8481)","v":0},{"$f":"SUM(AH8458:AH8481)","v":0},0,null,0,0,0,0,2305.4832042952107,229.25704460695496,1,0,0,0,0,1,null,349,1.0651489126242399,1.0892702825167999,0,0,0,0,0]
[null,350,{"$f":"SUM(AC8482:AC8505)","v":6.6199814646439004},2312.1031857598546,0,0,{"$f":"SUM(AD8482:AD8505)","v":6.6199814646439004},1,{"$f":"SUM(AE8482:AE8505)","v":0},{"$f":"SUM(AF8482:AF8505)","v":0},{"$f":"SUM(AG8482:AG8505)","v":0},{"$f":"SUM(AH8482:AH8505)","v":0},0,null,0,0,0,0,2312.1031857598546,229.25704460695496,1,0,0,0,0,1,null,350,0.99405434873036902,1.0651489126242399,0,0,0,0,0]
[null,351,{"$f":"SUM(AC8506:AC8529)","v":10.390453175584369},2322.4936389354389,0,0,{"$f":"SUM(AD8506:AD8529)","v":10.390453175584366},1,{"$f":"SUM(AE8506:AE8529)","v":0},{"$f":"SUM(AF8506:AF8529)","v":0},{"$f":"SUM(AG8506:AG8529)","v":0},{"$f":"SUM(AH8506:AH8529)","v":0},0,null,0,0,0,0,2322.4936389354389,229.25704460695496,1,0,0,0,0,1,null,351,0.88106477397046801,0.99405434873036902,0,0,0,0,0]
[null,352,{"$f":"SUM(AC8530:AC8553)","v":18.415581215992489},2340.9092201514313,0,0,{"$f":"SUM(AD8530:AD8553)","v":18.415581215992507},1,{"$f":"SUM(AE8530:AE8553)","v":0},{"$f":"SUM(AF8530:AF8553)","v":0},{"$f":"SUM(AG8530:AG8553)","v":0},{"$f":"SUM(AH8530:AH8553)","v":0},0,null,0,0,0,0,2340.9092201514313,229.25704460695496,1,0,0,0,0,1,null,352,0.71983245942544005,0.88106477397046901,0,0,0,0,0]
[null,353,{"$f":"SUM(AC8554:AC8577)","v":10.803640050670957},2351.7128602021021,0,0,{"$f":"SUM(AD8554:AD8577)","v":10.803640050670948},1,{"$f":"SUM(AE8554:AE8577)","v":0},{"$f":"SUM(AF8554:AF8577)","v":0},{"$f":"SUM(AG8554:AG8577)","v":0},{"$f":"SUM(AH8554:AH8577)","v":0},0,null,0,0,0,0,2351.7128602021021,229.25704460695496,1,0,0,0,0,1,null,353,0.52559195450111496,0.71983245942544005,0,0,0,0,0]
[null,354,{"$f":"SUM(AC8578:AC8601)","v":13.440396330167967},2365.15325653227,0,0,{"$f":"SUM(AD8578:AD8601)","v":13.44039633016796},1,{"$f":"SUM(AE8578:AE8601)","v":0},{"$f":"SUM(AF8578:AF8601)","v":0},{"$f":"SUM(AG8578:AG8601)","v":0},{"$f":"SUM(AH8578:AH8601)","v":0},0,null,0,0,0,0,2365.15325653227,229.25704460695496,1,0,0,0,0,1,null,354,0.32119508330623697,0.52559195450111496,0,0,0,0,0]
[null,355,{"$f":"SUM(AC8602:AC8625)","v":6.9509439334799632},2372.1042004657502,0,0,{"$f":"SUM(AD8602:AD8625)","v":6.9509439334799561},1,{"$f":"SUM(AE8602:AE8625)","v":0},{"$f":"SUM(AF8602:AF8625)","v":0},{"$f":"SUM(AG8602:AG8625)","v":0},{"$f":"SUM(AH8602:AH8625)","v":0},0,null,0,0,0,0,2372.1042004657502,229.25704460695496,1,0,0,0,0,1,null,355,0.14091958200392199,0.32119508330623597,0,0,0,0,0]
[null,356,{"$f":"SUM(AC8626:AC8649)","v":7.6734122280732215},2379.7776126938234,0,0,{"$f":"SUM(AD8626:AD8649)","v":7.6734122280732242},1,{"$f":"SUM(AE8626:AE8649)","v":0},{"$f":"SUM(AF8626:AF8649)","v":0},{"$f":"SUM(AG8626:AG8649)","v":0},{"$f":"SUM(AH8626:AH8649)","v":0},0,null,0,0,0,0,2379.7776126938234,229.25704460695496,1,0,0,0,0,1,null,356,1.7773640973467598E-2,0.14091958200392299,0,0,0,0,0]
[null,357,{"$f":"SUM(AC8650:AC8673)","v":9.0678744563773748},2388.8454871502008,0,0,{"$f":"SUM(AD8650:AD8673)","v":9.0678744563773801},1,{"$f":"SUM(AE8650:AE8673)","v":0},{"$f":"SUM(AF8650:AF8673)","v":0},{"$f":"SUM(AG8650:AG8673)","v":0},{"$f":"SUM(AH8650:AH8673)","v":0},0,null,0,0,0,0,2388.8454871502008,229.25704460695496,1,0,0,0,0,1,null,357,0,1.7773640973467401E-2,0,0,0,0,0]
[null,358,{"$f":"SUM(AC8674:AC8697)","v":16.771050639227148},2405.6165377894281,0,0,{"$f":"SUM(AD8674:AD8697)","v":16.771050639227145},1,{"$f":"SUM(AE8674:AE8697)","v":0},{"$f":"SUM(AF8674:AF8697)","v":0},{"$f":"SUM(AG8674:AG8697)","v":0},{"$f":"SUM(AH8674:AH8697)","v":0},0,null,0,0,0,0,2405.6165377894281,229.25704460695496,1,0,0,0,0,1,null,358,0,0,0,0,0,0,0]
[null,359,{"$f":"SUM(AC8698:AC8721)","v":20.277351997613099},2425.8938897870412,0,0,{"$f":"SUM(AD8698:AD8721)","v":20.149346700120866},1,{"$f":"SUM(AE8698:AE8721)","v":0},{"$f":"SUM(AF8698:AF8721)","v":0},{"$f":"SUM(AG8698:AG8721)","v":1.7},{"$f":"SUM(AH8698:AH8721)","v":0},1.7,null,1.7,1.7,1.7,1.7,2425.8938897870412,230.95704460695495,1,0,0,0,0,1,null,359,0,0,0,0,0,0,0]
[null,360,{"$f":"SUM(AC8722:AC8745)","v":8.0868951782565972},2433.980784965298,0,0,{"$f":"SUM(AD8722:AD8745)","v":6.5149004757488074},1,{"$f":"SUM(AE8722:AE8745)","v":0},{"$f":"SUM(AF8722:AF8745)","v":0},{"$f":"SUM(AG8722:AG8745)","v":0},{"$f":"SUM(AH8722:AH8745)","v":0},0,null,0,0,0,0,2433.980784965298,230.95704460695495,1,0,0,0,0,1,null,360,0,0,0,0,0,0,0]
[null,361,{"$f":"SUM(AC8746:AC8769)","v":0},2433.980784965298,0,0,{"$f":"SUM(AD8746:AD8769)","v":0},0,{"$f":"SUM(AE8746:AE8769)","v":0},{"$f":"SUM(AF8746:AF8769)","v":0},{"$f":"SUM(AG8746:AG8769)","v":0},{"$f":"SUM(AH8746:AH8769)","v":12.5},12.5,null,12.5,12.5,12.5,12,2433.980784965298,243.45704460695495,1,0,{"$f":"IF(U466=2,IF(W465+V466-X465>0,W465+V466-X465,0),IF(W465-X465>0,W465-X465,0))","v":0},0,0,0,null,361,0,0,0,0,0,0,0]
[null,362,{"$f":"SUM(AC8770:AC8793)","v":0},2433.980784965298,0,0,{"$f":"SUM(AD8770:AD8793)","v":0},0,{"$f":"SUM(AE8770:AE8793)","v":0},{"$f":"SUM(AF8770:AF8793)","v":0},{"$f":"SUM(AG8770:AG8793)","v":0},{"$f":"SUM(AH8770:AH8793)","v":0},0,null,0,0,0.5,0.5,2433.980784965298,243.45704460695495,1,0,0,0,0,0,null,362,0,0,0,0,0,0,0]
[null,363,{"$f":"SUM(AC8794:AC8817)","v":0},2433.980784965298,0,0,{"$f":"SUM(AD8794:AD8817)","v":0},0,{"$f":"SUM(AE8794:AE8817)","v":0},{"$f":"SUM(AF8794:AF8817)","v":0},{"$f":"SUM(AG8794:AG8817)","v":0},{"$f":"SUM(AH8794:AH8817)","v":0},0,null,0,0,0,0,2433.980784965298,243.45704460695495,{"$f":"IF(S468>T468,1,2)","v":1},0,{"$f":"IF(U468=2,IF(W467+V468-X467>0,W467+V468-X467,0),IF(W467-X467>0,W467-X467,0))","v":0},0,0,0,null,363,0,0,0,0,0,0,0]
[null,364,{"$f":"SUM(AC8818:AC8841)","v":0},2433.980784965298,0,0,{"$f":"SUM(AD8818:AD8841)","v":0},0,{"$f":"SUM(AE8818:AE8841)","v":0},{"$f":"SUM(AF8818:AF8841)","v":0},{"$f":"SUM(AG8818:AG8841)","v":0},{"$f":"SUM(AH8818:AH8841)","v":0},0,null,0,0,0,0,2433.980784965298,243.45704460695495,{"$f":"IF(S469>T469,1,2)","v":1},0,0,0,0,0,null,364,3.8197626663642602E-3,0,0,0,0,0,0]
[null,365,{"$f":"SUM(AC8842:AC8865)","v":0},2433.980784965298,0,0,{"$f":"SUM(AD8842:AD8865)","v":0},0,{"$f":"SUM(AE8842:AE8865)","v":0},{"$f":"SUM(AF8842:AF8865)","v":0},{"$f":"SUM(AG8842:AG8865)","v":0},{"$f":"SUM(AH8842:AH8865)","v":0},0,null,0,0,0,0,2433.980784965298,243.45704460695495,{"$f":"IF(S470>T470,1,2)","v":1},0,0,0,0,0,null,365,3.9470880885763997E-2,3.8197626663627501E-3,0,0,0,0,0]
[null,null,null,null,null,null,null,null,null,null,null,null,null,null,null,null,null,null,null,null,null,null,null,null,null,null,null,366,9.5494066659106397E-2,3.9470880885764101E-2,0,0,0,0,0]
[null,null,null,null,null,null,null,null,null,null,null,null,null,null,null,null,null,null,null,null,null,null,null,null,null,null,null,367,0.23682528531458399,9.5494066659104801E-2,0,0,0,0,0]
[null,null,null,null,null,null,null,null,null,null,null,null,null,null,null,null,null,null,null,null,null,null,null,null,null,null,null,368,0.56532487462190995,0.23682528531458499,0,0,0,0,0]
[null,null,null,null,null,null,null,null,null,null,null,null,null,null,null,null,null,null,null,null,null,null,null,null,null,null,null,369,0.20881369242791301,0.56532487462191106,0,0,0,0,0]
[null,null,null,null,null,null,null,null,null,null,null,null,null,null,null,null,null,null,null,null,null,null,null,null,null,null,null,370,0.27629616620034803,0.208813692427914,0,0,0,0,0]
[null,null,null,null,null,null,null,null,null,null,null,null,null,null,null,null,null,null,null,null,null,null,null,null,null,null,null,371,0.60861551817403803,0.27629616620034603,0,0,0,0,0]
[null,null,null,null,null,null,null,null,null,null,null,null,null,null,null,null,null,null,null,null,null,null,null,null,null,null,null,372,0.71429561861011603,0.60861551817403803,0,0,0,0,0]
[null,null,null,null,null,null,null,null,null,null,null,null,null,null,null,null,null,null,null,null,null,null,null,null,null,null,null,373,0.31831355553035501,0.71429561861011703,0,0,0,0,0]
[null,null,null,null,null,null,null,null,null,null,null,null,null,null,null,null,null,null,null,null,null,null,null,null,null,null,null,374,0.15151725243244901,0.31831355553035301,0,0,0,0,0]
[null,null,null,null,null,null,null,null,null,null,null,null,null,null,null,null,null,null,null,null,null,null,null,null,null,null,null,375,0.26483687820125501,0.15151725243244801,0,0,0,0,0]
[null,null,null,null,null,null,null,null,null,null,null,null,null,null,null,null,null,null,null,null,null,null,null,null,null,null,null,376,0.19862765865094101,0.26483687820125501,0,0,0,0,0]
[null,null,null,null,null,null,null,null,null,null,null,null,null,null,null,null,null,null,null,null,null,null,null,null,null,null,null,377,0.29412172531004799,0.19862765865094101,0,0,0,0,0]
[null,null,null,null,null,null,null,null,null,null,null,null,null,null,null,null,null,null,null,null,null,null,null,null,null,null,null,378,0.286482199977319,0.29412172531004799,0,0,0,0,0]
[null,null,null,null,null,null,null,null,null,null,null,null,null,null,null,null,null,null,null,null,null,null,null,null,null,null,null,379,0.123505659545778,0.28648219997732,0,0,0,0,0]
[null,null,null,null,null,null,null,null,null,null,null,null,null,null,null,null,null,null,null,null,null,null,null,null,null,null,null,380,1.78255591096999E-2,0.123505659545778,0,0,0,0,0]
[null,null,null,null,null,null,null,null,null,null,null,null,null,null,null,null,null,null,null,null,null,null,null,null,null,null,null,381,0,1.7825559109702099E-2,0,0,0,0,0]
[null,null,null,null,null,null,null,null,null,null,null,null,null,null,null,null,null,null,null,null,null,null,null,null,null,null,null,382,0,0,0,0,0,0,0]
[null,null,null,null,null,null,null,null,null,null,null,null,null,null,null,null,null,null,null,null,null,null,null,null,null,null,null,383,0,0,0,0,0,0,0]
[null,null,null,null,null,null,null,null,null,null,null,null,null,null,null,null,null,null,null,null,null,null,null,null,null,null,null,384,0,0,0,0,0,0,0]
[null,null,null,null,null,null,null,null,null,null,null,null,null,null,null,null,null,null,null,null,null,null,null,null,null,null,null,385,0,0,0,0,0,0,0]
[null,null,null,null,null,null,null,null,null,null,null,null,null,null,null,null,null,null,null,null,null,null,null,null,null,null,null,386,0,0,0,0,0,0,{"$f":"SUM(AE491:AH491)","v":0}]
[null,null,null,null,null,null,null,null,null,null,null,null,null,null,null,null,null,null,null,null,null,null,null,null,null,null,null,387,0,0,0,0,0,0,0]
[null,null,null,null,null,null,null,null,null,null,null,null,null,null,null,null,null,null,null,null,null,null,null,null,null,null,null,388,7.6965571378515302E-3,0,0,0,0,0,0]
[null,null,null,null,null,null,null,null,null,null,null,null,null,null,null,null,null,null,null,null,null,null,null,null,null,null,null,389,8.5944888039342096E-2,7.6965571378512197E-3,0,0,0,0,0]
[null,null,null,null,null,null,null,null,null,null,null,null,null,null,null,null,null,null,null,null,null,null,null,null,null,null,null,390,0.26424846173290301,8.5944888039341E-2,0,0,0,0,0]
[null,null,null,null,null,null,null,null,null,null,null,null,null,null,null,null,null,null,null,null,null,null,null,null,null,null,null,391,0.46307618779406701,0.26424846173290201,0,0,0,0,0]
[null,null,null,null,null,null,null,null,null,null,null,null,null,null,null,null,null,null,null,null,null,null,null,null,null,null,null,392,0.64907631862547899,0.46307618779406801,0,0,0,0,0]
[null,null,null,null,null,null,null,null,null,null,null,null,null,null,null,null,null,null,null,null,null,null,null,null,null,null,null,393,0.81583505661226197,0.64907631862547999,0,0,0,0,0]
[null,null,null,null,null,null,null,null,null,null,null,null,null,null,null,null,null,null,null,null,null,null,null,null,null,null,null,394,0.96976619936929298,0.81583505661226297,0,0,0,0,0]
[null,null,null,null,null,null,null,null,null,null,null,null,null,null,null,null,null,null,null,null,null,null,null,null,null,null,null,395,1.03390417551806,0.96976619936929298,0,0,0,0,0]
[null,null,null,null,null,null,null,null,null,null,null,null,null,null,null,null,null,null,null,null,null,null,null,null,null,null,null,396,0.96206964223144098,1.03390417551806,0,0,0,0,0]
[null,null,null,null,null,null,null,null,null,null,null,null,null,null,null,null,null,null,null,null,null,null,null,null,null,null,null,397,0.47077274493191901,0.96206964223144198,0,0,0,0,0]
[null,null,null,null,null,null,null,null,null,null,null,null,null,null,null,null,null,null,null,null,null,null,null,null,null,null,null,398,0.57339350676993905,0.47077274493191901,0,0,0,0,0]
[null,null,null,null,null,null,null,null,null,null,null,null,null,null,null,null,null,null,null,null,null,null,null,null,null,null,null,399,0.39252441403042798,0.57339350676994005,0,0,0,0,0]
[null,null,null,null,null,null,null,null,null,null,null,null,null,null,null,null,null,null,null,null,null,null,null,null,null,null,null,400,0.47077274493191901,0.39252441403042898,0,0,0,0,0]
[null,null,null,null,null,null,null,null,null,null,null,null,null,null,null,null,null,null,null,null,null,null,null,null,null,null,null,401,0.45666239017919102,0.47077274493191901,0,0,0,0,0]
[null,null,null,null,null,null,null,null,null,null,null,null,null,null,null,null,null,null,null,null,null,null,null,null,null,null,null,402,0.21678635938281801,0.45666239017919102,0,0,0,0,0]
[null,null,null,null,null,null,null,null,null,null,null,null,null,null,null,null,null,null,null,null,null,null,null,null,null,null,null,403,0.120579395159674,0.21678635938282001,0,0,0,0,0]
[null,null,null,null,null,null,null,null,null,null,null,null,null,null,null,null,null,null,null,null,null,null,null,null,null,null,null,404,1.4110354752727801E-2,0.120579395159676,0,0,0,0,0]
[null,null,null,null,null,null,null,null,null,null,null,null,null,null,null,null,null,null,null,null,null,null,null,null,null,null,null,405,0,1.41103547527277E-2,0,0,0,0,0]
[null,null,null,null,null,null,null,null,null,null,null,null,null,null,null,null,null,null,null,null,null,null,null,null,null,null,null,406,0,0,0,0,0,0,0]
[null,null,null,null,null,null,null,null,null,null,null,null,null,null,null,null,null,null,null,null,null,null,null,null,null,null,null,407,0,0,0,0,0,0,0]
[null,null,null,null,null,null,null,null,null,null,null,null,null,null,null,null,null,null,null,null,null,null,null,null,null,null,null,408,0,0,0,0,0,0,0]
[null,null,null,null,null,null,null,null,null,null,null,null,null,null,null,null,null,null,null,null,null,null,null,null,null,null,null,409,0,0,0,0,0,0,0]
[null,null,null,null,null,null,null,null,null,null,null,null,null,null,null,null,null,null,null,null,null,null,null,null,null,null,null,410,0,0,0,0,0,0,0]
[null,null,null,null,null,null,null,null,null,null,null,null,null,null,null,null,null,null,null,null,null,null,null,null,null,null,null,411,0,0,0,0,0,0,0]
[null,null,null,null,null,null,null,null,null,null,null,null,null,null,null,null,null,null,null,null,null,null,null,null,null,null,null,412,3.9917603066537497E-3,0,0,0,0,0,0]
[null,null,null,null,null,null,null,null,null,null,null,null,null,null,null,null,null,null,null,null,null,null,null,null,null,null,null,413,1.0644694151076699E-2,3.99176030665416E-3,0,0,0,0,0]
[null,null,null,null,null,null,null,null,null,null,null,null,null,null,null,null,null,null,null,null,null,null,null,null,null,null,null,414,5.5884644293152597E-2,1.06446941510768E-2,0,0,0,0,0]
[null,null,null,null,null,null,null,null,null,null,null,null,null,null,null,null,null,null,null,null,null,null,null,null,null,null,null,415,0.141042197501766,5.5884644293152701E-2,0,0,0,0,0]
[null,null,null,null,null,null,null,null,null,null,null,null,null,null,null,null,null,null,null,null,null,null,null,null,null,null,null,416,0.28075380823464702,0.141042197501767,0,0,0,0,0]
[null,null,null,null,null,null,null,null,null,null,null,null,null,null,null,null,null,null,null,null,null,null,null,null,null,null,null,417,0.395184270358722,0.28075380823464902,0,0,0,0,0]
[null,null,null,null,null,null,null,null,null,null,null,null,null,null,null,null,null,null,null,null,null,null,null,null,null,null,null,418,0.41381248512310598,0.395184270358723,0,0,0,0,0]
[null,null,null,null,null,null,null,null,null,null,null,null,null,null,null,null,null,null,null,null,null,null,null,null,null,null,null,419,0.40715955127868297,0.41381248512310498,0,0,0,0,0]
[null,null,null,null,null,null,null,null,null,null,null,null,null,null,null,null,null,null,null,null,null,null,null,null,null,null,null,420,0.16632334611057301,0.40715955127868497,0,0,0,0,0]
[null,null,null,null,null,null,null,null,null,null,null,null,null,null,null,null,null,null,null,null,null,null,null,null,null,null,null,421,0.13305867688845799,0.16632334611057201,0,0,0,0,0]
[null,null,null,null,null,null,null,null,null,null,null,null,null,null,null,null,null,null,null,null,null,null,null,null,null,null,null,422,9.1810487053036294E-2,0.13305867688845899,0,0,0,0,0]
[null,null,null,null,null,null,null,null,null,null,null,null,null,null,null,null,null,null,null,null,null,null,null,null,null,null,null,423,8.5157553208613401E-2,9.1810487053037307E-2,0,0,0,0,0]
[null,null,null,null,null,null,null,null,null,null,null,null,null,null,null,null,null,null,null,null,null,null,null,null,null,null,null,424,7.4512859057536796E-2,8.5157553208611805E-2,0,0,0,0,0]
[null,null,null,null,null,null,null,null,null,null,null,null,null,null,null,null,null,null,null,null,null,null,null,null,null,null,null,425,7.0521098750882999E-2,7.4512859057535005E-2,0,0,0,0,0]
[null,null,null,null,null,null,null,null,null,null,null,null,null,null,null,null,null,null,null,null,null,null,null,null,null,null,null,426,4.1248189835422097E-2,7.0521098750880903E-2,0,0,0,0,0]
[null,null,null,null,null,null,null,null,null,null,null,null,null,null,null,null,null,null,null,null,null,null,null,null,null,null,null,427,2.5281148608807098E-2,4.1248189835421702E-2,0,0,0,0,0]
[null,null,null,null,null,null,null,null,null,null,null,null,null,null,null,null,null,null,null,null,null,null,null,null,null,null,null,428,1.0644694151076699E-2,2.5281148608807799E-2,0,0,0,0,0]
[null,null,null,null,null,null,null,null,null,null,null,null,null,null,null,null,null,null,null,null,null,null,null,null,null,null,null,429,0,1.06446941510768E-2,0,0,0,0,0]
[null,null,null,null,null,null,null,null,null,null,null,null,null,null,null,null,null,null,null,null,null,null,null,null,null,null,null,430,0,0,0,0,0,0,0]
[null,null,null,null,null,null,null,null,null,null,null,null,null,null,null,null,null,null,null,null,null,null,null,null,null,null,null,431,0,0,0,0,0,0,0]
[null,null,null,null,null,null,null,null,null,null,null,null,null,null,null,null,null,null,null,null,null,null,null,null,null,null,null,432,0,0,0,0,0,0,0]
[null,null,null,null,null,null,null,null,null,null,null,null,null,null,null,null,null,null,null,null,null,null,null,null,null,null,null,433,0,0,0,0,0,0,0]
[null,null,null,null,null,null,null,null,null,null,null,null,null,null,null,null,null,null,null,null,null,null,null,null,null,null,null,434,0,0,0,0,0,0,0]
[null,null,null,null,null,null,null,null,null,null,null,null,null,null,null,null,null,null,null,null,null,null,null,null,null,null,null,435,0,0,0,0,0,0,0]
[null,null,null,null,null,null,null,null,null,null,null,null,null,null,null,null,null,null,null,null,null,null,null,null,null,null,null,436,4.031712536277E-3,0,0,0,0,0,0]
[null,null,null,null,null,null,null,null,null,null,null,null,null,null,null,null,null,null,null,null,null,null,null,null,null,null,null,437,2.5534179396421001E-2,4.0317125362759904E-3,0,0,0,0,0]
[null,null,null,null,null,null,null,null,null,null,null,null,null,null,null,null,null,null,null,null,null,null,null,null,null,null,null,438,7.7946442368022006E-2,2.55341793964192E-2,0,0,0,0,0]
[null,null,null,null,null,null,null,null,null,null,null,null,null,null,null,null,null,null,null,null,null,null,null,null,null,null,null,439,0.24324665635537901,7.7946442368020993E-2,0,0,0,0,0]
[null,null,null,null,null,null,null,null,null,null,null,null,null,null,null,null,null,null,null,null,null,null,null,null,null,null,null,440,0.15320507637852601,0.24324665635537801,0,0,0,0,0]
[null,null,null,null,null,null,null,null,null,null,null,null,null,null,null,null,null,null,null,null,null,null,null,null,null,null,null,441,0.17605144741742901,0.15320507637852601,0,0,0,0,0]
[null,null,null,null,null,null,null,null,null,null,null,null,null,null,null,null,null,null,null,null,null,null,null,null,null,null,null,442,0.23115151874654799,0.17605144741743001,0,0,0,0,0]
[null,null,null,null,null,null,null,null,null,null,null,null,null,null,null,null,null,null,null,null,null,null,null,null,null,null,null,443,0.72839606488737896,0.23115151874654699,0,0,0,0,0]
[null,null,null,null,null,null,null,null,null,null,null,null,null,null,null,null,null,null,null,null,null,null,null,null,null,null,null,444,0.47842988763820399,0.72839606488737696,0,0,0,0,0]
[null,null,null,null,null,null,null,null,null,null,null,null,null,null,null,null,null,null,null,null,null,null,null,null,null,null,null,445,0.46633475002937302,0.47842988763820399,0,0,0,0,0]
[null,null,null,null,null,null,null,null,null,null,null,null,null,null,null,null,null,null,null,null,null,null,null,null,null,null,null,446,0.38032488258879699,0.46633475002937402,0,0,0,0,0]
[null,null,null,null,null,null,null,null,null,null,null,null,null,null,null,null,null,null,null,null,null,null,null,null,null,null,null,447,0.79559127382532902,0.38032488258879799,0,0,0,0,0]
[null,null,null,null,null,null,null,null,null,null,null,null,null,null,null,null,null,null,null,null,null,null,null,null,null,null,null,448,0.52277872553725102,0.79559127382533001,0,0,0,0,0]
[null,null,null,null,null,null,null,null,null,null,null,null,null,null,null,null,null,null,null,null,null,null,null,null,null,null,null,449,0.50799577957090203,0.52277872553725102,0,0,0,0,0]
[null,null,null,null,null,null,null,null,null,null,null,null,null,null,null,null,null,null,null,null,null,null,null,null,null,null,null,450,0.193522201741296,0.50799577957090203,0,0,0,0,{"$f":"SUM(AE555:AH555)","v":0}]
[null,null,null,null,null,null,null,null,null,null,null,null,null,null,null,null,null,null,null,null,null,null,null,null,null,null,null,451,0.14514165130597201,0.193522201741297,0,0,0,0,0]
[null,null,null,null,null,null,null,null,null,null,null,null,null,null,null,null,null,null,null,null,null,null,null,null,null,null,null,452,2.2846371038903E-2,0.14514165130597201,0,0,0,0,0]
[null,null,null,null,null,null,null,null,null,null,null,null,null,null,null,null,null,null,null,null,null,null,null,null,null,null,null,453,0,2.28463710389037E-2,0,0,0,0,0]
[null,null,null,null,null,null,null,null,null,null,null,null,null,null,null,null,null,null,null,null,null,null,null,null,null,null,null,454,0,0,0,0,0,0,0]
[null,null,null,null,null,null,null,null,null,null,null,null,null,null,null,null,null,null,null,null,null,null,null,null,null,null,null,455,0,0,0,0,0,0,0]
[null,null,null,null,null,null,null,null,null,null,null,null,null,null,null,null,null,null,null,null,null,null,null,null,null,null,null,456,0,0,0,0,0,0,0]
[null,null,null,null,null,null,null,null,null,null,null,null,null,null,null,null,null,null,null,null,null,null,null,null,null,null,null,457,0,0,0,0,0,0,0]
[null,null,null,null,null,null,null,null,null,null,null,null,null,null,null,null,null,null,null,null,null,null,null,null,null,null,null,458,0,0,0,0,0,0,0]
[null,null,null,null,null,null,null,null,null,null,null,null,null,null,null,null,null,null,null,null,null,null,null,null,null,null,null,459,0,0,0,0,0,0,0]
[null,null,null,null,null,null,null,null,null,null,null,null,null,null,null,null,null,null,null,null,null,null,null,null,null,null,null,460,1.05237508478082E-2,0,0,0,0,0,0]
[null,null,null,null,null,null,null,null,null,null,null,null,null,null,null,null,null,null,null,null,null,null,null,null,null,null,null,461,0.106552977334058,1.05237508478073E-2,0,0,0,0,0]
[null,null,null,null,null,null,null,null,null,null,null,null,null,null,null,null,null,null,null,null,null,null,null,null,null,null,null,462,0.29598049259460502,0.106552977334057,0,0,0,0,0]
[null,null,null,null,null,null,null,null,null,null,null,null,null,null,null,null,null,null,null,null,null,null,null,null,null,null,null,463,0.45252128645575201,0.29598049259460502,0,0,0,0,0]
[null,null,null,null,null,null,null,null,null,null,null,null,null,null,null,null,null,null,null,null,null,null,null,null,null,null,null,464,0.46041409959160801,0.45252128645575102,0,0,0,0,0]
[null,null,null,null,null,null,null,null,null,null,null,null,null,null,null,null,null,null,null,null,null,null,null,null,null,null,null,465,0.85505475638441597,0.46041409959160801,0,0,0,0,0]
[null,null,null,null,null,null,null,null,null,null,null,null,null,null,null,null,null,null,null,null,null,null,null,null,null,null,null,466,0.65773442798801196,0.85505475638441597,0,0,0,0,0]
[null,null,null,null,null,null,null,null,null,null,null,null,null,null,null,null,null,null,null,null,null,null,null,null,null,null,null,467,0.99054804854994605,0.65773442798801296,0,0,0,0,0]
[null,null,null,null,null,null,null,null,null,null,null,null,null,null,null,null,null,null,null,null,null,null,null,null,null,null,null,468,1.1839219703784201,0.99054804854994705,0,0,0,0,0]
[null,null,null,null,null,null,null,null,null,null,null,null,null,null,null,null,null,null,null,null,null,null,null,null,null,null,null,469,1.1655054063947601,1.1839219703784201,0,0,0,0,0]
[null,null,null,null,null,null,null,null,null,null,null,null,null,null,null,null,null,null,null,null,null,null,null,null,null,null,null,470,0.98660164198201805,1.1655054063947601,0,0,0,0,0]
[null,null,null,null,null,null,null,null,null,null,null,null,null,null,null,null,null,null,null,null,null,null,null,null,null,null,null,471,0.66825817883581995,0.98660164198201805,0,0,0,0,0]
[null,null,null,null,null,null,null,null,null,null,null,null,null,null,null,null,null,null,null,null,null,null,null,null,null,null,null,472,0.75244818561828597,0.66825817883582095,0,0,0,0,0]
[null,null,null,null,null,null,null,null,null,null,null,null,null,null,null,null,null,null,null,null,null,null,null,null,null,null,null,473,0.56302067035773795,0.75244818561828697,0,0,0,0,0]
[null,null,null,null,null,null,null,null,null,null,null,null,null,null,null,null,null,null,null,null,null,null,null,null,null,null,null,474,0.28545674174679703,0.56302067035773895,0,0,0,0,0]
[null,null,null,null,null,null,null,null,null,null,null,null,null,null,null,null,null,null,null,null,null,null,null,null,null,null,null,475,0.127600479029674,0.28545674174679803,0,0,0,0,0]
[null,null,null,null,null,null,null,null,null,null,null,null,null,null,null,null,null,null,null,null,null,null,null,null,null,null,null,476,2.23629705515924E-2,0.127600479029674,0,0,0,0,0]
[null,null,null,null,null,null,null,null,null,null,null,null,null,null,null,null,null,null,null,null,null,null,null,null,null,null,null,477,0,2.2362970551592601E-2,0,0,0,0,0]
[null,null,null,null,null,null,null,null,null,null,null,null,null,null,null,null,null,null,null,null,null,null,null,null,null,null,null,478,0,0,0,0,0,0,0]
[null,null,null,null,null,null,null,null,null,null,null,null,null,null,null,null,null,null,null,null,null,null,null,null,null,null,null,479,0,0,0,0,0,0,0]
[null,null,null,null,null,null,null,null,null,null,null,null,null,null,null,null,null,null,null,null,null,null,null,null,null,null,null,480,0,0,0,0,0,0,0]
[null,null,null,null,null,null,null,null,null,null,null,null,null,null,null,null,null,null,null,null,null,null,null,null,null,null,null,481,0,0,0,0,0,0,0]
[null,null,null,null,null,null,null,null,null,null,null,null,null,null,null,null,null,null,null,null,null,null,null,null,null,null,null,482,0,0,0,0,0,0,0]
[null,null,null,null,null,null,null,null,null,null,null,null,null,null,null,null,null,null,null,null,null,null,null,null,null,null,null,483,0,0,0,0,0,0,0]
[null,null,null,null,null,null,null,null,null,null,null,null,null,null,null,null,null,null,null,null,null,null,null,null,null,null,null,484,0,0,0,0,0,0,0]
[null,null,null,null,null,null,null,null,null,null,null,null,null,null,null,null,null,null,null,null,null,null,null,null,null,null,null,485,2.4177116267169899E-2,0,0,0,0,0,0]
[null,null,null,null,null,null,null,null,null,null,null,null,null,null,null,null,null,null,null,null,null,null,null,null,null,null,null,486,5.69889169154719E-2,2.41771162671711E-2,0,0,0,0,0]
[null,null,null,null,null,null,null,null,null,null,null,null,null,null,null,null,null,null,null,null,null,null,null,null,null,null,null,487,6.2169727544151197E-2,5.69889169154736E-2,0,0,0,0,0]
[null,null,null,null,null,null,null,null,null,null,null,null,null,null,null,null,null,null,null,null,null,null,null,null,null,null,null,488,9.6708465068679597E-2,6.2169727544150698E-2,0,0,0,0,0]
[null,null,null,null,null,null,null,null,null,null,null,null,null,null,null,null,null,null,null,null,null,null,null,null,null,null,null,489,0.129520265716982,9.6708465068678903E-2,0,0,0,0,0]
[null,null,null,null,null,null,null,null,null,null,null,null,null,null,null,null,null,null,null,null,null,null,null,null,null,null,null,490,0.17269368762264201,0.129520265716981,0,0,0,0,0]
[null,null,null,null,null,null,null,null,null,null,null,null,null,null,null,null,null,null,null,null,null,null,null,null,null,null,null,491,0.186509182632454,0.172693687622644,0,0,0,0,0]
[null,null,null,null,null,null,null,null,null,null,null,null,null,null,null,null,null,null,null,null,null,null,null,null,null,null,null,492,0.26422134206264303,0.186509182632452,0,0,0,0,0]
[null,null,null,null,null,null,null,null,null,null,null,null,null,null,null,null,null,null,null,null,null,null,null,null,null,null,null,493,0.20205161451849099,0.26422134206264303,0,0,0,0,0]
[null,null,null,null,null,null,null,null,null,null,null,null,null,null,null,null,null,null,null,null,null,null,null,null,null,null,null,494,0.26422134206264303,0.20205161451848899,0,0,0,0,0]
[null,null,null,null,null,null,null,null,null,null,null,null,null,null,null,null,null,null,null,null,null,null,null,null,null,null,null,495,0.21586710952830299,0.26422134206264303,0,0,0,0,0]
[null,null,null,null,null,null,null,null,null,null,null,null,null,null,null,null,null,null,null,null,null,null,null,null,null,null,null,496,0.22104792015698199,0.21586710952830299,0,0,0,0,0]
[null,null,null,null,null,null,null,null,null,null,null,null,null,null,null,null,null,null,null,null,null,null,null,null,null,null,null,497,0.153697381984152,0.22104792015698299,0,0,0,0,0]
[null,null,null,null,null,null,null,null,null,null,null,null,null,null,null,null,null,null,null,null,null,null,null,null,null,null,null,498,5.3535043163019103E-2,0.153697381984153,0,0,0,0,0]
[null,null,null,null,null,null,null,null,null,null,null,null,null,null,null,null,null,null,null,null,null,null,null,null,null,null,null,499,2.4177116267169899E-2,5.3535043163019401E-2,0,0,0,0,0]
[null,null,null,null,null,null,null,null,null,null,null,null,null,null,null,null,null,null,null,null,null,null,null,null,null,null,null,500,5.1808106286792702E-3,2.41771162671711E-2,0,0,0,0,0]
[null,null,null,null,null,null,null,null,null,null,null,null,null,null,null,null,null,null,null,null,null,null,null,null,null,null,null,501,0,5.1808106286799199E-3,0,0,0,0,0]
[null,null,null,null,null,null,null,null,null,null,null,null,null,null,null,null,null,null,null,null,null,null,null,null,null,null,null,502,0,0,0,0,0,0,0]
[null,null,null,null,null,null,null,null,null,null,null,null,null,null,null,null,null,null,null,null,null,null,null,null,null,null,null,503,0,0,0,0,0,0,0]
[null,null,null,null,null,null,null,null,null,null,null,null,null,null,null,null,null,null,null,null,null,null,null,null,null,null,null,504,0,0,0,0,0,0,0]
[null,null,null,null,null,null,null,null,null,null,null,null,null,null,null,null,null,null,null,null,null,null,null,null,null,null,null,505,0,0,0,0,0,0,0]
[null,null,null,null,null,null,null,null,null,null,null,null,null,null,null,null,null,null,null,null,null,null,null,null,null,null,null,506,0,0,0,0,0,0,0]
[null,null,null,null,null,null,null,null,null,null,null,null,null,null,null,null,null,null,null,null,null,null,null,null,null,null,null,507,0,0,0,0,0,0,0]
[null,null,null,null,null,null,null,null,null,null,null,null,null,null,null,null,null,null,null,null,null,null,null,null,null,null,null,508,0,0,0,0,0,0,0]
[null,null,null,null,null,null,null,null,null,null,null,null,null,null,null,null,null,null,null,null,null,null,null,null,null,null,null,509,2.2799599570059399E-2,0,0,0,0,0,0]
[null,null,null,null,null,null,null,null,null,null,null,null,null,null,null,null,null,null,null,null,null,null,null,null,null,null,null,510,5.37419132722829E-2,2.2799599570061401E-2,0,0,0,0,0]
[null,null,null,null,null,null,null,null,null,null,null,null,null,null,null,null,null,null,null,null,null,null,null,null,null,null,null,511,8.6312769800939299E-2,5.3741913272281602E-2,0,0,0,0,0]
[null,null,null,null,null,null,null,null,null,null,null,null,null,null,null,null,null,null,null,null,null,null,null,null,null,null,null,512,0.15796865416398301,8.6312769800939201E-2,0,0,0,0,0]
[null,null,null,null,null,null,null,null,null,null,null,null,null,null,null,null,null,null,null,null,null,null,null,null,null,null,null,513,0.19868222482480399,0.15796865416398101,0,0,0,0,0]
[null,null,null,null,null,null,null,null,null,null,null,null,null,null,null,null,null,null,null,null,null,null,null,null,null,null,null,514,0.216596195915565,0.19868222482480299,0,0,0,0,{"$f":"SUM(AE619:AH619)","v":0}]
[null,null,null,null,null,null,null,null,null,null,null,null,null,null,null,null,null,null,null,null,null,null,null,null,null,null,null,515,0.15796865416398301,0.216596195915564,0,0,0,0,0]
[null,null,null,null,null,null,null,null,null,null,null,null,null,null,null,null,null,null,null,null,null,null,null,null,null,null,null,516,0.20356785330410199,0.15796865416398101,0,0,0,0,0]
[null,null,null,null,null,null,null,null,null,null,null,null,null,null,null,null,null,null,null,null,null,null,null,null,null,null,null,517,0.28010936614644399,0.20356785330410401,0,0,0,0,0]
[null,null,null,null,null,null,null,null,null,null,null,null,null,null,null,null,null,null,null,null,null,null,null,null,null,null,null,518,0.43807802031042697,0.28010936614644399,0,0,0,0,0]
[null,null,null,null,null,null,null,null,null,null,null,null,null,null,null,null,null,null,null,null,null,null,null,null,null,null,null,519,0.36153650746808502,0.43807802031042797,0,0,0,0,0]
[null,null,null,null,null,null,null,null,null,null,null,null,null,null,null,null,null,null,null,null,null,null,null,null,null,null,null,520,0.52927641859066499,0.36153650746808502,0,0,0,0,0]
[null,null,null,null,null,null,null,null,null,null,null,null,null,null,null,null,null,null,null,null,null,null,null,null,null,null,null,521,0.20356785330410199,0.52927641859066599,0,0,0,0,0]
[null,null,null,null,null,null,null,null,null,null,null,null,null,null,null,null,null,null,null,null,null,null,null,null,null,null,null,522,0.162854282643282,0.20356785330410401,0,0,0,0,0]
[null,null,null,null,null,null,null,null,null,null,null,null,null,null,null,null,null,null,null,null,null,null,null,null,null,null,null,523,0.18076825373404301,0.162854282643282,0,0,0,0,0]
[null,null,null,null,null,null,null,null,null,null,null,null,null,null,null,null,null,null,null,null,null,null,null,null,null,null,null,524,2.2799599570059399E-2,0.18076825373404301,0,0,0,0,0]
[null,null,null,null,null,null,null,null,null,null,null,null,null,null,null,null,null,null,null,null,null,null,null,null,null,null,null,525,0,2.2799599570061401E-2,0,0,0,0,0]
[null,null,null,null,null,null,null,null,null,null,null,null,null,null,null,null,null,null,null,null,null,null,null,null,null,null,null,526,0,0,0,0,0,0,0]
[null,null,null,null,null,null,null,null,null,null,null,null,null,null,null,null,null,null,null,null,null,null,null,null,null,null,null,527,0,0,0,0,0,0,0]
[null,null,null,null,null,null,null,null,null,null,null,null,null,null,null,null,null,null,null,null,null,null,null,null,null,null,null,528,0,0,0,0,0,0,0]
[null,null,null,null,null,null,null,null,null,null,null,null,null,null,null,null,null,null,null,null,null,null,null,null,null,null,null,529,0,0,0,0,0,0,0]
[null,null,null,null,null,null,null,null,null,null,null,null,null,null,null,null,null,null,null,null,null,null,null,null,null,null,null,530,0,0,0,0,0,0,0]
[null,null,null,null,null,null,null,null,null,null,null,null,null,null,null,null,null,null,null,null,null,null,null,null,null,null,null,531,0,0,0,0,0,0,0]
[null,null,null,null,null,null,null,null,null,null,null,null,null,null,null,null,null,null,null,null,null,null,null,null,null,null,null,532,1.1111924517742299E-2,0,0,0,0,0,0]
[null,null,null,null,null,null,null,null,null,null,null,null,null,null,null,null,null,null,null,null,null,null,null,null,null,null,null,533,0.100007320659681,1.11119245177427E-2,0,0,0,0,0]
[null,null,null,null,null,null,null,null,null,null,null,null,null,null,null,null,null,null,null,null,null,null,null,null,null,null,null,534,0.123620160259883,0.100007320659681,0,0,0,0,0]
[null,null,null,null,null,null,null,null,null,null,null,null,null,null,null,null,null,null,null,null,null,null,null,null,null,null,null,535,0.16251189607198199,0.123620160259882,0,0,0,0,0]
[null,null,null,null,null,null,null,null,null,null,null,null,null,null,null,null,null,null,null,null,null,null,null,null,null,null,null,536,0.48614669765122698,0.16251189607198199,0,0,0,0,0]
[null,null,null,null,null,null,null,null,null,null,null,null,null,null,null,null,null,null,null,null,null,null,null,null,null,null,null,537,0.362526537391343,0.48614669765122698,0,0,0,0,0]
[null,null,null,null,null,null,null,null,null,null,null,null,null,null,null,null,null,null,null,null,null,null,null,null,null,null,null,538,0.48614669765122698,0.36252653739134399,0,0,0,0,0]
[null,null,null,null,null,null,null,null,null,null,null,null,null,null,null,null,null,null,null,null,null,null,null,null,null,null,null,539,0.43614303732138598,0.48614669765122698,0,0,0,0,0]
[null,null,null,null,null,null,null,null,null,null,null,null,null,null,null,null,null,null,null,null,null,null,null,null,null,null,null,540,0.54031732967522095,0.43614303732138499,0,0,0,0,0]
[null,null,null,null,null,null,null,null,null,null,null,null,null,null,null,null,null,null,null,null,null,null,null,null,null,null,null,541,0.79866957471273003,0.54031732967521895,0,0,0,0,0]
[null,null,null,null,null,null,null,null,null,null,null,null,null,null,null,null,null,null,null,null,null,null,null,null,null,null,null,542,0.83339433883067404,0.79866957471272904,0,0,0,0,0]
[null,null,null,null,null,null,null,null,null,null,null,null,null,null,null,null,null,null,null,null,null,null,null,null,null,null,null,543,0.75561086720647797,0.83339433883067604,0,0,0,0,0]
[null,null,null,null,null,null,null,null,null,null,null,null,null,null,null,null,null,null,null,null,null,null,null,null,null,null,null,544,0.54448430136937398,0.75561086720647697,0,0,0,0,0]
[null,null,null,null,null,null,null,null,null,null,null,null,null,null,null,null,null,null,null,null,null,null,null,null,null,null,null,545,0.47503477313348402,0.54448430136937498,0,0,0,0,0]
[null,null,null,null,null,null,null,null,null,null,null,null,null,null,null,null,null,null,null,null,null,null,null,null,null,null,null,546,0.36669350908549703,0.47503477313348402,0,0,0,0,0]
[null,null,null,null,null,null,null,null,null,null,null,null,null,null,null,null,null,null,null,null,null,null,null,null,null,null,null,547,0.13473208477762599,0.36669350908549703,0,0,0,0,0]
[null,null,null,null,null,null,null,null,null,null,null,null,null,null,null,null,null,null,null,null,null,null,null,null,null,null,null,548,1.9445867906049099E-2,0.13473208477762799,0,0,0,0,0]
[null,null,null,null,null,null,null,null,null,null,null,null,null,null,null,null,null,null,null,null,null,null,null,null,null,null,null,549,0,1.9445867906048301E-2,0,0,0,0,0]
[null,null,null,null,null,null,null,null,null,null,null,null,null,null,null,null,null,null,null,null,null,null,null,null,null,null,null,550,0,0,0,0,0,0,0]
[null,null,null,null,null,null,null,null,null,null,null,null,null,null,null,null,null,null,null,null,null,null,null,null,null,null,null,551,0,0,0,0,0,0,0]
[null,null,null,null,null,null,null,null,null,null,null,null,null,null,null,null,null,null,null,null,null,null,null,null,null,null,null,552,0,0,0,0,0,0,0]
[null,null,null,null,null,null,null,null,null,null,null,null,null,null,null,null,null,null,null,null,null,null,null,null,null,null,null,553,0,0,0,0,0,0,0]
[null,null,null,null,null,null,null,null,null,null,null,null,null,null,null,null,null,null,null,null,null,null,null,null,null,null,null,554,0,0,0,0,0,0,0]
[null,null,null,null,null,null,null,null,null,null,null,null,null,null,null,null,null,null,null,null,null,null,null,null,null,null,null,555,0,0,0,0,0,0,0]
[null,null,null,null,null,null,null,null,null,null,null,null,null,null,null,null,null,null,null,null,null,null,null,null,null,null,null,556,4.2188365016050102E-3,0,0,0,0,0,0]
[null,null,null,null,null,null,null,null,null,null,null,null,null,null,null,null,null,null,null,null,null,null,null,null,null,null,null,557,2.6719297843498399E-2,4.21883650160715E-3,0,0,0,0,0]
[null,null,null,null,null,null,null,null,null,null,null,null,null,null,null,null,null,null,null,null,null,null,null,null,null,null,null,558,8.5783008865968596E-2,2.6719297843497102E-2,0,0,0,0,0]
[null,null,null,null,null,null,null,null,null,null,null,null,null,null,null,null,null,null,null,null,null,null,null,null,null,null,null,559,0.120939979712677,8.5783008865969498E-2,0,0,0,0,0]
[null,null,null,null,null,null,null,null,null,null,null,null,null,null,null,null,null,null,null,null,null,null,null,null,null,null,null,560,9.0001845367573594E-2,0.120939979712678,0,0,0,0,0]
[null,null,null,null,null,null,null,null,null,null,null,null,null,null,null,null,null,null,null,null,null,null,null,null,null,null,null,561,9.0001845367573594E-2,9.0001845367573802E-2,0,0,0,0,0]
[null,null,null,null,null,null,null,null,null,null,null,null,null,null,null,null,null,null,null,null,null,null,null,null,null,null,null,562,0.120939979712677,9.0001845367573802E-2,0,0,0,0,0]
[null,null,null,null,null,null,null,null,null,null,null,null,null,null,null,null,null,null,null,null,null,null,null,null,null,null,null,563,0.19969159440930401,0.120939979712678,0,0,0,0,0]
[null,null,null,null,null,null,null,null,null,null,null,null,null,null,null,null,null,null,null,null,null,null,null,null,null,null,null,564,0.26156786309951102,0.19969159440930401,0,0,0,0,0]
[null,null,null,null,null,null,null,null,null,null,null,null,null,null,null,null,null,null,null,null,null,null,null,null,null,null,null,565,0.55829269704573004,0.26156786309951002,0,0,0,0,0]
[null,null,null,null,null,null,null,null,null,null,null,null,null,null,null,null,null,null,null,null,null,null,null,null,null,null,null,566,0.81282916597589905,0.55829269704573103,0,0,0,0,0]
[null,null,null,null,null,null,null,null,null,null,null,null,null,null,null,null,null,null,null,null,null,null,null,null,null,null,null,567,0.75798429145503399,0.81282916597589805,0,0,0,0,0]
[null,null,null,null,null,null,null,null,null,null,null,null,null,null,null,null,null,null,null,null,null,null,null,null,null,null,null,568,0.61735640806820002,0.75798429145503299,0,0,0,0,0]
[null,null,null,null,null,null,null,null,null,null,null,null,null,null,null,null,null,null,null,null,null,null,null,null,null,null,null,569,0.51891688969741701,0.61735640806820102,0,0,0,0,0]
[null,null,null,null,null,null,null,null,null,null,null,null,null,null,null,null,null,null,null,null,null,null,null,null,null,null,null,570,0.37828900631058299,0.51891688969741601,0,0,0,0,0]
[null,null,null,null,null,null,null,null,null,null,null,null,null,null,null,null,null,null,null,null,null,null,null,null,null,null,null,571,0.15187811405778101,0.37828900631058399,0,0,0,0,0]
[null,null,null,null,null,null,null,null,null,null,null,null,null,null,null,null,null,null,null,null,null,null,null,null,null,null,null,572,1.1250230670946699E-2,0.15187811405778001,0,0,0,0,0]
[null,null,null,null,null,null,null,null,null,null,null,null,null,null,null,null,null,null,null,null,null,null,null,null,null,null,null,573,0,1.1250230670947801E-2,0,0,0,0,0]
[null,null,null,null,null,null,null,null,null,null,null,null,null,null,null,null,null,null,null,null,null,null,null,null,null,null,null,574,0,0,0,0,0,0,0]
[null,null,null,null,null,null,null,null,null,null,null,null,null,null,null,null,null,null,null,null,null,null,null,null,null,null,null,575,0,0,0,0,0,0,0]
[null,null,null,null,null,null,null,null,null,null,null,null,null,null,null,null,null,null,null,null,null,null,null,null,null,null,null,576,0,0,0,0,0,0,0]
[null,null,null,null,null,null,null,null,null,null,null,null,null,null,null,null,null,null,null,null,null,null,null,null,null,null,null,577,0,0,0,0,0,0,0]
[null,null,null,null,null,null,null,null,null,null,null,null,null,null,null,null,null,null,null,null,null,null,null,null,null,null,null,578,0,0,0,0,0,0,{"$f":"SUM(AE683:AH683)","v":0}]
[null,null,null,null,null,null,null,null,null,null,null,null,null,null,null,null,null,null,null,null,null,null,null,null,null,null,null,579,0,0,0,0,0,0,0]
[null,null,null,null,null,null,null,null,null,null,null,null,null,null,null,null,null,null,null,null,null,null,null,null,null,null,null,580,4.0859038689317001E-3,0,0,0,0,0,0]
[null,null,null,null,null,null,null,null,null,null,null,null,null,null,null,null,null,null,null,null,null,null,null,null,null,null,null,581,9.8061692854360699E-2,4.0859038689306003E-3,0,0,0,0,0]
[null,null,null,null,null,null,null,null,null,null,null,null,null,null,null,null,null,null,null,null,null,null,null,null,null,null,null,582,0.13619679563105699,9.8061692854362101E-2,0,0,0,0,0]
[null,null,null,null,null,null,null,null,null,null,null,null,null,null,null,null,null,null,null,null,null,null,null,null,null,null,null,583,0.24243029622328099,0.136196795631055,0,0,0,0,0]
[null,null,null,null,null,null,null,null,null,null,null,null,null,null,null,null,null,null,null,null,null,null,null,null,null,null,null,584,0.33232018133977798,0.24243029622328099,0,0,0,0,0]
[null,null,null,null,null,null,null,null,null,null,null,null,null,null,null,null,null,null,null,null,null,null,null,null,null,null,null,585,0.70686136932518295,0.33232018133977898,0,0,0,0,0]
[null,null,null,null,null,null,null,null,null,null,null,null,null,null,null,null,null,null,null,null,null,null,null,null,null,null,null,586,0.65510658698538204,0.70686136932518195,0,0,0,0,0]
[null,null,null,null,null,null,null,null,null,null,null,null,null,null,null,null,null,null,null,null,null,null,null,null,null,null,null,587,0.70686136932518295,0.65510658698538204,0,0,0,0,0]
[null,null,null,null,null,null,null,null,null,null,null,null,null,null,null,null,null,null,null,null,null,null,null,null,null,null,null,588,0.56385473391257401,0.70686136932518195,0,0,0,0,0]
[null,null,null,null,null,null,null,null,null,null,null,null,null,null,null,null,null,null,null,null,null,null,null,null,null,null,null,589,0.43174384215044898,0.56385473391257501,0,0,0,0,0]
[null,null,null,null,null,null,null,null,null,null,null,null,null,null,null,null,null,null,null,null,null,null,null,null,null,null,null,590,0.52980553500480998,0.43174384215044997,0,0,0,0,0]
[null,null,null,null,null,null,null,null,null,null,null,null,null,null,null,null,null,null,null,null,null,null,null,null,null,null,null,591,0.46170713718928102,0.52980553500480998,0,0,0,0,0]
[null,null,null,null,null,null,null,null,null,null,null,null,null,null,null,null,null,null,null,null,null,null,null,null,null,null,null,592,0.170245994538821,0.46170713718928202,0,0,0,0,0]
[null,null,null,null,null,null,null,null,null,null,null,null,null,null,null,null,null,null,null,null,null,null,null,null,null,null,null,593,0.17433189840775201,0.17024599453882,0,0,0,0,0]
[null,null,null,null,null,null,null,null,null,null,null,null,null,null,null,null,null,null,null,null,null,null,null,null,null,null,null,594,5.72026541650437E-2,0.17433189840775101,0,0,0,0,0]
[null,null,null,null,null,null,null,null,null,null,null,null,null,null,null,null,null,null,null,null,null,null,null,null,null,null,null,595,2.5877391169900701E-2,5.7202654165042201E-2,0,0,0,0,0]
[null,null,null,null,null,null,null,null,null,null,null,null,null,null,null,null,null,null,null,null,null,null,null,null,null,null,null,596,2.31534552572796E-2,2.58773911699012E-2,0,0,0,0,0]
[null,null,null,null,null,null,null,null,null,null,null,null,null,null,null,null,null,null,null,null,null,null,null,null,null,null,null,597,0,2.3153455257279899E-2,0,0,0,0,0]
[null,null,null,null,null,null,null,null,null,null,null,null,null,null,null,null,null,null,null,null,null,null,null,null,null,null,null,598,0,0,0,0,0,0,0]
[null,null,null,null,null,null,null,null,null,null,null,null,null,null,null,null,null,null,null,null,null,null,null,null,null,null,null,599,0,0,0,0,0,0,0]
[null,null,null,null,null,null,null,null,null,null,null,null,null,null,null,null,null,null,null,null,null,null,null,null,null,null,null,600,0,0,0,0,0,0,0]
[null,null,null,null,null,null,null,null,null,null,null,null,null,null,null,null,null,null,null,null,null,null,null,null,null,null,null,601,0,0,0,0,0,0,0]
[null,null,null,null,null,null,null,null,null,null,null,null,null,null,null,null,null,null,null,null,null,null,null,null,null,null,null,602,0,0,0,0,0,0,0]
[null,null,null,null,null,null,null,null,null,null,null,null,null,null,null,null,null,null,null,null,null,null,null,null,null,null,null,603,0,0,0,0,0,0,0]
[null,null,null,null,null,null,null,null,null,null,null,null,null,null,null,null,null,null,null,null,null,null,null,null,null,null,null,604,1.09157510857442E-2,0,0,0,0,0,0]
[null,null,null,null,null,null,null,null,null,null,null,null,null,null,null,null,null,null,null,null,null,null,null,null,null,null,null,605,0.10642857308600601,1.0915751085743801E-2,0,0,0,0,0]
[null,null,null,null,null,null,null,null,null,null,null,null,null,null,null,null,null,null,null,null,null,null,null,null,null,null,null,606,0.315192312600865,0.10642857308600701,0,0,0,0,0]
[null,null,null,null,null,null,null,null,null,null,null,null,null,null,null,null,null,null,null,null,null,null,null,null,null,null,null,607,0.466648358915566,0.315192312600865,0,0,0,0,0]
[null,null,null,null,null,null,null,null,null,null,null,null,null,null,null,null,null,null,null,null,null,null,null,null,null,null,null,608,0.409340665715409,0.466648358915567,0,0,0,0,0]
[null,null,null,null,null,null,null,null,null,null,null,null,null,null,null,null,null,null,null,null,null,null,null,null,null,null,null,609,0.42434982345830702,0.40934066571541,0,0,0,0,0]
[null,null,null,null,null,null,null,null,null,null,null,null,null,null,null,null,null,null,null,null,null,null,null,null,null,null,null,610,0.62492674965885697,0.42434982345830902,0,0,0,0,0]
[null,null,null,null,null,null,null,null,null,null,null,null,null,null,null,null,null,null,null,null,null,null,null,null,null,null,null,611,0.84869964691661404,0.62492674965885497,0,0,0,0,0]
[null,null,null,null,null,null,null,null,null,null,null,null,null,null,null,null,null,null,null,null,null,null,null,null,null,null,null,612,0.82277473808797197,0.84869964691661204,0,0,1,0,1]
[null,null,null,null,null,null,null,null,null,null,null,null,null,null,null,null,null,null,null,null,null,null,null,null,null,null,null,613,0.53487180320146699,0,0,0,0.7,0,0.7]
[null,null,null,null,null,null,null,null,null,null,null,null,null,null,null,null,null,null,null,null,null,null,null,null,null,null,null,614,0.69042125617332295,0,0,0,0,0,0]
[null,null,null,null,null,null,null,null,null,null,null,null,null,null,null,null,null,null,null,null,null,null,null,null,null,null,null,615,0.82277473808797197,0.34806779746276201,0,0,0,0,0]
[null,null,null,null,null,null,null,null,null,null,null,null,null,null,null,null,null,null,null,null,null,null,null,null,null,null,null,616,0.56489011868726402,0.82277473808797197,0,0,0,0,0]
[null,null,null,null,null,null,null,null,null,null,null,null,null,null,null,null,null,null,null,null,null,null,null,null,null,null,null,617,0.56489011868726402,0.56489011868726402,0,0,0,0,0]
[null,null,null,null,null,null,null,null,null,null,null,null,null,null,null,null,null,null,null,null,null,null,null,null,null,null,null,618,0.33020147034376301,0.56489011868726402,0,0,0,0,0]
[null,null,null,null,null,null,null,null,null,null,null,null,null,null,null,null,null,null,null,null,null,null,null,null,null,null,null,619,0.128260075257495,0.33020147034376301,0,0,0,0,0]
[null,null,null,null,null,null,null,null,null,null,null,null,null,null,null,null,null,null,null,null,null,null,null,null,null,null,null,620,3.4111722142950697E-2,0.128260075257497,0,0,0,0,0]
[null,null,null,null,null,null,null,null,null,null,null,null,null,null,null,null,null,null,null,null,null,null,null,null,null,null,null,621,0,3.4111722142951599E-2,0,0,0,0,0]
[null,null,null,null,null,null,null,null,null,null,null,null,null,null,null,null,null,null,null,null,null,null,null,null,null,null,null,622,0,0,0,0,0,0,0]
[null,null,null,null,null,null,null,null,null,null,null,null,null,null,null,null,null,null,null,null,null,null,null,null,null,null,null,623,0,0,0,0,0,0,0]
[null,null,null,null,null,null,null,null,null,null,null,null,null,null,null,null,null,null,null,null,null,null,null,null,null,null,null,624,0,0,0,0,0,0,0]
[null,null,null,null,null,null,null,null,null,null,null,null,null,null,null,null,null,null,null,null,null,null,null,null,null,null,null,625,0,0,0,0,0,0,0]
[null,null,null,null,null,null,null,null,null,null,null,null,null,null,null,null,null,null,null,null,null,null,null,null,null,null,null,626,0,0,0,0,0,0,0]
[null,null,null,null,null,null,null,null,null,null,null,null,null,null,null,null,null,null,null,null,null,null,null,null,null,null,null,627,0,0,0,0,0,0,0]
[null,null,null,null,null,null,null,null,null,null,null,null,null,null,null,null,null,null,null,null,null,null,null,null,null,null,null,628,4.4413445389839996E-3,0,0,0,0,0,0]
[null,null,null,null,null,null,null,null,null,null,null,null,null,null,null,null,null,null,null,null,null,null,null,null,null,null,null,629,4.1452549030517399E-2,4.4413445389829302E-3,0,0,0,0,0]
[null,null,null,null,null,null,null,null,null,null,null,null,null,null,null,null,null,null,null,null,null,null,null,null,null,null,null,630,9.0307338959341399E-2,4.1452549030518399E-2,0,0,0,0,0]
[null,null,null,null,null,null,null,null,null,null,null,null,null,null,null,null,null,null,null,null,null,null,null,null,null,null,null,631,5.7737479006791999E-2,9.0307338959341704E-2,0,0,0,0,0]
[null,null,null,null,null,null,null,null,null,null,null,null,null,null,null,null,null,null,null,null,null,null,null,null,null,null,null,632,0.102150924396632,5.7737479006791902E-2,0,0,0,0,0]
[null,null,null,null,null,null,null,null,null,null,null,null,null,null,null,null,null,null,null,null,null,null,null,null,null,null,null,633,0.159888403403424,0.102150924396632,0,0,0,0,0]
[null,null,null,null,null,null,null,null,null,null,null,null,null,null,null,null,null,null,null,null,null,null,null,null,null,null,null,634,0.17617333337969901,0.159888403403424,0,0,0,0,0]
[null,null,null,null,null,null,null,null,null,null,null,null,null,null,null,null,null,null,null,null,null,null,null,null,null,null,null,635,0.21762588241021599,0.17617333337969801,0,0,0,0,0]
[null,null,null,null,null,null,null,null,null,null,null,null,null,null,null,null,null,null,null,null,null,null,null,null,null,null,null,636,0.24279350146445899,0.21762588241021599,0,0,0,0,0]
[null,null,null,null,null,null,null,null,null,null,null,null,null,null,null,null,null,null,null,null,null,null,null,null,null,null,null,637,0.28720694685429898,0.24279350146445799,0,0,0,0,0]
[null,null,null,null,null,null,null,null,null,null,null,null,null,null,null,null,null,null,null,null,null,null,null,null,null,null,null,638,0.41896683484415798,0.28720694685429898,0,0,0,0,0]
[null,null,null,null,null,null,null,null,null,null,null,null,null,null,null,null,null,null,null,null,null,null,null,null,null,null,null,639,0.53444179285774196,0.41896683484415598,0,0,0,0,0]
[null,null,null,null,null,null,null,null,null,null,null,null,null,null,null,null,null,null,null,null,null,null,null,null,null,null,null,640,0.427849523922126,0.53444179285773996,0,0,0,0,0]
[null,null,null,null,null,null,null,null,null,null,null,null,null,null,null,null,null,null,null,null,null,null,null,null,null,null,null,641,0.259078431440733,0.427849523922125,0,0,0,0,0]
[null,null,null,null,null,null,null,null,null,null,null,null,null,null,null,null,null,null,null,null,null,null,null,null,null,null,null,642,0.115474958013584,0.259078431440735,0,0,0,0,{"$f":"SUM(AE747:AH747)","v":0}]
[null,null,null,null,null,null,null,null,null,null,null,null,null,null,null,null,null,null,null,null,null,null,null,null,null,null,null,643,6.2178823545776002E-2,0.115474958013584,0,0,0,0,0]
[null,null,null,null,null,null,null,null,null,null,null,null,null,null,null,null,null,null,null,null,null,null,null,null,null,null,null,644,3.2569859952549303E-2,6.2178823545774899E-2,0,0,0,0,0]
[null,null,null,null,null,null,null,null,null,null,null,null,null,null,null,null,null,null,null,null,null,null,null,null,null,null,null,645,0,3.2569859952549803E-2,0,0,0,0,0]
[null,null,null,null,null,null,null,null,null,null,null,null,null,null,null,null,null,null,null,null,null,null,null,null,null,null,null,646,0,0,0,0,0,0,0]
[null,null,null,null,null,null,null,null,null,null,null,null,null,null,null,null,null,null,null,null,null,null,null,null,null,null,null,647,0,0,0,0,0,0,0]
[null,null,null,null,null,null,null,null,null,null,null,null,null,null,null,null,null,null,null,null,null,null,null,null,null,null,null,648,0,0,0,0,0,0,0]
[null,null,null,null,null,null,null,null,null,null,null,null,null,null,null,null,null,null,null,null,null,null,null,null,null,null,null,649,0,0,0,0,0,0,0]
[null,null,null,null,null,null,null,null,null,null,null,null,null,null,null,null,null,null,null,null,null,null,null,null,null,null,null,650,0,0,0,0,0,0,0]
[null,null,null,null,null,null,null,null,null,null,null,null,null,null,null,null,null,null,null,null,null,null,null,null,null,null,null,651,0,0,0,0,0,0,0]
[null,null,null,null,null,null,null,null,null,null,null,null,null,null,null,null,null,null,null,null,null,null,null,null,null,null,null,652,1.13149512675271E-2,0,0,0,0,0,0]
[null,null,null,null,null,null,null,null,null,null,null,null,null,null,null,null,null,null,null,null,null,null,null,null,null,null,null,653,8.6276503414894304E-2,1.1314951267527001E-2,0,0,0,0,0]
[null,null,null,null,null,null,null,null,null,null,null,null,null,null,null,null,null,null,null,null,null,null,null,null,null,null,null,654,0.23902834552651001,8.6276503414894901E-2,0,0,0,0,0]
[null,null,null,null,null,null,null,null,null,null,null,null,null,null,null,null,null,null,null,null,null,null,null,null,null,null,null,655,0.55443261210882899,0.23902834552651001,0,0,0,0,0]
[null,null,null,null,null,null,null,null,null,null,null,null,null,null,null,null,null,null,null,null,null,null,null,null,null,null,null,656,0.71849940548797198,0.55443261210882899,0,0,0,0,0]
[null,null,null,null,null,null,null,null,null,null,null,null,null,null,null,null,null,null,null,null,null,null,null,null,null,null,null,657,0.79346095763533897,0.71849940548797098,0,0,0,0,0]
[null,null,null,null,null,null,null,null,null,null,null,null,null,null,null,null,null,null,null,null,null,null,null,null,null,null,null,658,0.844378238339211,0.79346095763533897,0,0,0,0,0]
[null,null,null,null,null,null,null,null,null,null,null,null,null,null,null,null,null,null,null,null,null,null,null,null,null,null,null,659,1.18665551418191,0.844378238339211,0,0,0,0,0]
[null,null,null,null,null,null,null,null,null,null,null,null,null,null,null,null,null,null,null,null,null,null,null,null,null,null,null,660,0.92358289721190101,1.18665551418191,0,0,0,0,0]
[null,null,null,null,null,null,null,null,null,null,null,null,null,null,null,null,null,null,null,null,null,null,null,null,null,null,null,661,0.52190212721468798,0.92358289721190001,0,0,0,0,0]
[null,null,null,null,null,null,null,null,null,null,null,null,null,null,null,null,null,null,null,null,null,null,null,null,null,null,null,662,0.78921785091001595,0.52190212721468798,0,0,0,0,0]
[null,null,null,null,null,null,null,null,null,null,null,null,null,null,null,null,null,null,null,null,null,null,null,null,null,null,null,663,0.64070911552372301,0.78921785091001495,0,0,0,0,0]
[null,null,null,null,null,null,null,null,null,null,null,null,null,null,null,null,null,null,null,null,null,null,null,null,null,null,null,664,0.69586950295291805,0.640709115523724,0,0,0,0,0]
[null,null,null,null,null,null,null,null,null,null,null,null,null,null,null,null,null,null,null,null,null,null,null,null,null,null,null,665,0.56150445665103299,0.69586950295291705,0,0,0,0,0]
[null,null,null,null,null,null,null,null,null,null,null,null,null,null,null,null,null,null,null,null,null,null,null,null,null,null,null,666,0.236199607709629,0.56150445665103499,0,0,0,0,0]
[null,null,null,null,null,null,null,null,null,null,null,null,null,null,null,null,null,null,null,null,null,null,null,null,null,null,null,667,9.7591454682421405E-2,0.236199607709628,0,0,0,0,0]
[null,null,null,null,null,null,null,null,null,null,null,null,null,null,null,null,null,null,null,null,null,null,null,null,null,null,null,668,2.68730092603769E-2,9.7591454682421905E-2,0,0,0,0,0]
[null,null,null,null,null,null,null,null,null,null,null,null,null,null,null,null,null,null,null,null,null,null,null,null,null,null,null,669,0,2.6873009260378101E-2,0,0,0,0,0]
[null,null,null,null,null,null,null,null,null,null,null,null,null,null,null,null,null,null,null,null,null,null,null,null,null,null,null,670,0,0,0,0,0,0,0]
[null,null,null,null,null,null,null,null,null,null,null,null,null,null,null,null,null,null,null,null,null,null,null,null,null,null,null,671,0,0,0,0,0,0,0]
[null,null,null,null,null,null,null,null,null,null,null,null,null,null,null,null,null,null,null,null,null,null,null,null,null,null,null,672,0,0,0,0,0,0,0]
[null,null,null,null,null,null,null,null,null,null,null,null,null,null,null,null,null,null,null,null,null,null,null,null,null,null,null,673,0,0,0,0,0,0,0]
[null,null,null,null,null,null,null,null,null,null,null,null,null,null,null,null,null,null,null,null,null,null,null,null,null,null,null,674,0,0,0,0,0,0,0]
[null,null,null,null,null,null,null,null,null,null,null,null,null,null,null,null,null,null,null,null,null,null,null,null,null,null,null,675,0,0,0,0,0,0,0]
[null,null,null,null,null,null,null,null,null,null,null,null,null,null,null,null,null,null,null,null,null,null,null,null,null,null,null,676,8.4625701338275801E-3,0,0,0,0,0,0]
[null,null,null,null,null,null,null,null,null,null,null,null,null,null,null,null,null,null,null,null,null,null,null,null,null,null,null,677,4.6544135736051699E-2,8.4625701338270094E-3,0,0,0,0,0]
[null,null,null,null,null,null,null,null,null,null,null,null,null,null,null,null,null,null,null,null,null,null,null,null,null,null,null,678,0.121296838584862,4.6544135736051297E-2,0,0,0,0,0]
[null,null,null,null,null,null,null,null,null,null,null,null,null,null,null,null,null,null,null,null,null,null,null,null,null,null,null,679,0.246824962236638,0.121296838584861,0,0,0,0,0]
[null,null,null,null,null,null,null,null,null,null,null,null,null,null,null,null,null,null,null,null,null,null,null,null,null,null,null,680,0.30888380988470698,0.246824962236639,0,0,0,0,0]
[null,null,null,null,null,null,null,null,null,null,null,null,null,null,null,null,null,null,null,null,null,null,null,null,null,null,null,681,0.31311509495162099,0.30888380988470499,0,0,0,0,0]
[null,null,null,null,null,null,null,null,null,null,null,null,null,null,null,null,null,null,null,null,null,null,null,null,null,null,null,682,0.30183166810651701,0.31311509495162099,0,0,0,0,0]
[null,null,null,null,null,null,null,null,null,null,null,null,null,null,null,null,null,null,null,null,null,null,null,null,null,null,null,683,0.50916463638529297,0.30183166810651701,0,0,0,0,0]
[null,null,null,null,null,null,null,null,null,null,null,null,null,null,null,null,null,null,null,null,null,null,null,null,null,null,null,684,1.15937210833438,0.50916463638529297,0,0,0,0,0]
[null,null,null,null,null,null,null,null,null,null,null,null,null,null,null,null,null,null,null,null,null,null,null,null,null,null,null,685,0.72496017479789598,1.15937210833438,0,0,0,0,0]
[null,null,null,null,null,null,null,null,null,null,null,null,null,null,null,null,null,null,null,null,null,null,null,null,null,null,null,686,0.28631695619449998,0.72496017479789798,0,0,0,0,0]
[null,null,null,null,null,null,null,null,null,null,null,null,null,null,null,null,null,null,null,null,null,null,null,null,null,null,null,687,0.38363651273351701,0.28631695619449898,0,0,0,0,0]
[null,null,null,null,null,null,null,null,null,null,null,null,null,null,null,null,null,null,null,null,null,null,null,null,null,null,null,688,4.6544135736051699E-2,0.38363651273351501,0,0,0,0,0]
[null,null,null,null,null,null,null,null,null,null,null,null,null,null,null,null,null,null,null,null,null,null,null,null,null,null,null,689,3.1029423824034501E-2,4.6544135736051297E-2,0,0,0,0,0]
[null,null,null,null,null,null,null,null,null,null,null,null,null,null,null,null,null,null,null,null,null,null,null,null,null,null,null,690,4.6544135736051699E-2,3.10294238240333E-2,0,0,0,0,0]
[null,null,null,null,null,null,null,null,null,null,null,null,null,null,null,null,null,null,null,null,null,null,null,null,null,null,null,691,2.6798138757120699E-2,4.6544135736051297E-2,0,0,0,0,0]
[null,null,null,null,null,null,null,null,null,null,null,null,null,null,null,null,null,null,null,null,null,null,null,null,null,null,null,692,4.23128506691379E-3,2.67981387571198E-2,0,0,0,0,0]
[null,null,null,null,null,null,null,null,null,null,null,null,null,null,null,null,null,null,null,null,null,null,null,null,null,null,null,693,0,4.2312850669135003E-3,0,0,0,0,0]
[null,null,null,null,null,null,null,null,null,null,null,null,null,null,null,null,null,null,null,null,null,null,null,null,null,null,null,694,0,0,0,0,0,0,0]
[null,null,null,null,null,null,null,null,null,null,null,null,null,null,null,null,null,null,null,null,null,null,null,null,null,null,null,695,0,0,0,0,0,0,0]
[null,null,null,null,null,null,null,null,null,null,null,null,null,null,null,null,null,null,null,null,null,null,null,null,null,null,null,696,0,0,0,0,0,0,0]
[null,null,null,null,null,null,null,null,null,null,null,null,null,null,null,null,null,null,null,null,null,null,null,null,null,null,null,697,0,0,0,0,0,0,0]
[null,null,null,null,null,null,null,null,null,null,null,null,null,null,null,null,null,null,null,null,null,null,null,null,null,null,null,698,0,0,0,0,0,0,0]
[null,null,null,null,null,null,null,null,null,null,null,null,null,null,null,null,null,null,null,null,null,null,null,null,null,null,null,699,0,0,0,0,0,0,0]
[null,null,null,null,null,null,null,null,null,null,null,null,null,null,null,null,null,null,null,null,null,null,null,null,null,null,null,700,4.4376110480883598E-3,0,0,0,0,0,0]
[null,null,null,null,null,null,null,null,null,null,null,null,null,null,null,null,null,null,null,null,null,null,null,null,null,null,null,701,7.83977951828944E-2,4.4376110480887103E-3,0,0,0,0,0]
[null,null,null,null,null,null,null,null,null,null,null,null,null,null,null,null,null,null,null,null,null,null,null,null,null,null,null,702,0.21744294135632999,7.8397795182893998E-2,0,0,0,0,0]
[null,null,null,null,null,null,null,null,null,null,null,null,null,null,null,null,null,null,null,null,null,null,null,null,null,null,null,703,0.180462849288927,0.21744294135632999,0,0,0,0,0]
[null,null,null,null,null,null,null,null,null,null,null,null,null,null,null,null,null,null,null,null,null,null,null,null,null,null,null,704,0.180462849288927,0.180462849288926,0,0,0,0,0]
[null,null,null,null,null,null,null,null,null,null,null,null,null,null,null,null,null,null,null,null,null,null,null,null,null,null,null,705,0.25442303342373301,0.180462849288926,0,0,0,0,0]
[null,null,null,null,null,null,null,null,null,null,null,null,null,null,null,null,null,null,null,null,null,null,null,null,null,null,null,706,0.29584073653922399,0.25442303342373102,0,0,0,0,{"$f":"SUM(AE811:AH811)","v":0}]
[null,null,null,null,null,null,null,null,null,null,null,null,null,null,null,null,null,null,null,null,null,null,null,null,null,null,null,707,0.28400710707765497,0.29584073653922399,0,0,0,0,0]
[null,null,null,null,null,null,null,null,null,null,null,null,null,null,null,null,null,null,null,null,null,null,null,null,null,null,null,708,0.39494738327986401,0.28400710707765497,0,0,0,0,0]
[null,null,null,null,null,null,null,null,null,null,null,null,null,null,null,null,null,null,null,null,null,null,null,null,null,null,null,709,0.31654958809696998,0.39494738327986401,0,0,0,0,0]
[null,null,null,null,null,null,null,null,null,null,null,null,null,null,null,null,null,null,null,null,null,null,null,null,null,null,null,710,0.47186597478006298,0.31654958809696998,0,0,0,0,0]
[null,null,null,null,null,null,null,null,null,null,null,null,null,null,null,null,null,null,null,null,null,null,null,null,null,null,null,711,0.56357660310722202,0.47186597478006398,0,0,0,0,0]
[null,null,null,null,null,null,null,null,null,null,null,null,null,null,null,null,null,null,null,null,null,null,null,null,null,null,null,712,0.54582615891486896,0.56357660310722402,0,0,0,0,0]
[null,null,null,null,null,null,null,null,null,null,null,null,null,null,null,null,null,null,null,null,null,null,null,null,null,null,null,713,0.5339925294533,0.54582615891486896,0,0,0,0,0]
[null,null,null,null,null,null,null,null,null,null,null,null,null,null,null,null,null,null,null,null,null,null,null,null,null,null,null,714,0.27956949602956699,0.5339925294533,0,0,0,0,0]
[null,null,null,null,null,null,null,null,null,null,null,null,null,null,null,null,null,null,null,null,null,null,null,null,null,null,null,715,7.3960184134805998E-2,0.27956949602956599,0,0,0,0,0]
[null,null,null,null,null,null,null,null,null,null,null,null,null,null,null,null,null,null,null,null,null,null,null,null,null,null,null,716,8.8752220961767197E-3,7.3960184134808094E-2,0,0,0,0,0]
[null,null,null,null,null,null,null,null,null,null,null,null,null,null,null,null,null,null,null,null,null,null,null,null,null,null,null,717,0,8.8752220961774205E-3,0,0,0,0,0]
[null,null,null,null,null,null,null,null,null,null,null,null,null,null,null,null,null,null,null,null,null,null,null,null,null,null,null,718,0,0,0,0,0,0,0]
[null,null,null,null,null,null,null,null,null,null,null,null,null,null,null,null,null,null,null,null,null,null,null,null,null,null,null,719,0,0,0,0,0,0,0]
[null,null,null,null,null,null,null,null,null,null,null,null,null,null,null,null,null,null,null,null,null,null,null,null,null,null,null,720,0,0,0,0,0,0,0]
[null,null,null,null,null,null,null,null,null,null,null,null,null,null,null,null,null,null,null,null,null,null,null,null,null,null,null,721,0,0,0,0,0,0,0]
[null,null,null,null,null,null,null,null,null,null,null,null,null,null,null,null,null,null,null,null,null,null,null,null,null,null,null,722,0,0,0,0,0,0,0]
[null,null,null,null,null,null,null,null,null,null,null,null,null,null,null,null,null,null,null,null,null,null,null,null,null,null,null,723,0,0,0,0,0,0,0]
[null,null,null,null,null,null,null,null,null,null,null,null,null,null,null,null,null,null,null,null,null,null,null,null,null,null,null,724,4.4571231639241203E-3,0,0,0,0,0,0]
[null,null,null,null,null,null,null,null,null,null,null,null,null,null,null,null,null,null,null,null,null,null,null,null,null,null,null,725,4.60569393605492E-2,4.4571231639228799E-3,0,0,0,0,0]
[null,null,null,null,null,null,null,null,null,null,null,null,null,null,null,null,null,null,null,null,null,null,null,null,null,null,null,726,0.111428079098103,4.6056939360550303E-2,0,0,0,0,0]
[null,null,null,null,null,null,null,null,null,null,null,null,null,null,null,null,null,null,null,null,null,null,null,null,null,null,null,727,0.18125634199958099,0.111428079098103,0,0,0,0,0]
[null,null,null,null,null,null,null,null,null,null,null,null,null,null,null,null,null,null,null,null,null,null,null,null,null,null,null,728,0.29714154426160799,0.18125634199958099,0,0,0,0,0]
[null,null,null,null,null,null,null,null,null,null,null,null,null,null,null,null,null,null,null,null,null,null,null,null,null,null,null,729,0.55714039549051497,0.29714154426160899,0,0,0,0,0]
[null,null,null,null,null,null,null,null,null,null,null,null,null,null,null,null,null,null,null,null,null,null,null,null,null,null,null,730,0.66856847458861801,0.55714039549051297,0,0,0,0,0]
[null,null,null,null,null,null,null,null,null,null,null,null,null,null,null,null,null,null,null,null,null,null,null,null,null,null,null,731,0.74285386065402004,0.66856847458861801,0,0,0,0,0]
[null,null,null,null,null,null,null,null,null,null,null,null,null,null,null,null,null,null,null,null,null,null,null,null,null,null,null,732,0.78891080001456904,0.74285386065401904,0,0,0,0,0]
[null,null,null,null,null,null,null,null,null,null,null,null,null,null,null,null,null,null,null,null,null,null,null,null,null,null,null,733,0.56159751865443897,0.78891080001456904,0,0,0,0,0]
[null,null,null,null,null,null,null,null,null,null,null,null,null,null,null,null,null,null,null,null,null,null,null,null,null,null,null,734,0.50811204068735005,0.56159751865443897,0,0,0,0,0]
[null,null,null,null,null,null,null,null,null,null,null,null,null,null,null,null,null,null,null,null,null,null,null,null,null,null,null,735,0.56605464181836296,0.50811204068735005,0,0,0,0,0]
[null,null,null,null,null,null,null,null,null,null,null,null,null,null,null,null,null,null,null,null,null,null,null,null,null,null,null,736,0.35508414539262201,0.56605464181836396,0,0,0,0,0]
[null,null,null,null,null,null,null,null,null,null,null,null,null,null,null,null,null,null,null,null,null,null,null,null,null,null,null,737,0.38331259209747398,0.35508414539262001,0,0,0,0,0]
[null,null,null,null,null,null,null,null,null,null,null,null,null,null,null,null,null,null,null,null,null,null,null,null,null,null,null,738,0.50811204068735005,0.38331259209747298,0,0,0,0,0]
[null,null,null,null,null,null,null,null,null,null,null,null,null,null,null,null,null,null,null,null,null,null,null,null,null,null,null,739,0.20651337326181701,0.50811204068735005,0,0,0,0,0]
[null,null,null,null,null,null,null,null,null,null,null,null,null,null,null,null,null,null,null,null,null,null,null,null,null,null,null,740,4.1599816196625103E-2,0.20651337326181901,0,0,0,0,0]
[null,null,null,null,null,null,null,null,null,null,null,null,null,null,null,null,null,null,null,null,null,null,null,null,null,null,null,741,0,4.15998161966247E-2,0,0,0,0,0]
[null,null,null,null,null,null,null,null,null,null,null,null,null,null,null,null,null,null,null,null,null,null,null,null,null,null,null,742,0,0,0,0,0,0,0]
[null,null,null,null,null,null,null,null,null,null,null,null,null,null,null,null,null,null,null,null,null,null,null,null,null,null,null,743,0,0,0,0,0,0,0]
[null,null,null,null,null,null,null,null,null,null,null,null,null,null,null,null,null,null,null,null,null,null,null,null,null,null,null,744,0,0,0,0,0,0,0]
[null,null,null,null,null,null,null,null,null,null,null,null,null,null,null,null,null,null,null,null,null,null,null,null,null,null,null,745,0,0,0,0,0,0,0]
[null,null,null,null,null,null,null,null,null,null,null,null,null,null,null,null,null,null,null,null,null,null,null,null,null,null,null,746,0,0,0,0,0,0,0]
[null,null,null,null,null,null,null,null,null,null,null,null,null,null,null,null,null,null,null,null,null,null,null,null,null,null,null,747,0,0,0,0,0,0,0]
[null,null,null,null,null,null,null,null,null,null,null,null,null,null,null,null,null,null,null,null,null,null,null,null,null,null,null,748,1.62353801203035E-2,0,0,0,0,0,0]
[null,null,null,null,null,null,null,null,null,null,null,null,null,null,null,null,null,null,null,null,null,null,null,null,null,null,null,749,0.14316653378813099,1.62353801203052E-2,0,0,0,0,0]
[null,null,null,null,null,null,null,null,null,null,null,null,null,null,null,null,null,null,null,null,null,null,null,null,null,null,null,750,0.33208732064257201,0.14316653378812999,0,0,0,0,0]
[null,null,null,null,null,null,null,null,null,null,null,null,null,null,null,null,null,null,null,null,null,null,null,null,null,null,null,751,0.56971424785792402,0.33208732064257102,0,0,0,0,0]
[null,null,null,null,null,null,null,null,null,null,null,null,null,null,null,null,null,null,null,null,null,null,null,null,null,null,null,752,0.72911616176635796,0.56971424785792502,0,0,0,0,0]
[null,null,null,null,null,null,null,null,null,null,null,null,null,null,null,null,null,null,null,null,null,null,null,null,null,null,null,753,1.04939593323053,0.72911616176635796,0,0,0,0,0]
[null,null,null,null,null,null,null,null,null,null,null,null,null,null,null,null,null,null,null,null,null,null,null,null,null,null,null,754,0.83981193531388298,1.04939593323053,0,0,0,0,0]
[null,null,null,null,null,null,null,null,null,null,null,null,null,null,null,null,null,null,null,null,null,null,null,null,null,null,null,755,0.76306286565426595,0.83981193531388298,0,0,0,0,0]
[null,null,null,null,null,null,null,null,null,null,null,null,null,null,null,null,null,null,null,null,null,null,null,null,null,null,null,756,0.89737373755859495,0.76306286565426495,0,0,0,0,0]
[null,null,null,null,null,null,null,null,null,null,null,null,null,null,null,null,null,null,null,null,null,null,null,null,null,null,null,757,0.93870015968300402,0.89737373755859595,0,0,0,0,0]
[null,null,null,null,null,null,null,null,null,null,null,null,null,null,null,null,null,null,null,null,null,null,null,null,null,null,null,758,0.96821903262900999,0.93870015968300402,0,0,0,0,0]
[null,null,null,null,null,null,null,null,null,null,null,null,null,null,null,null,null,null,null,null,null,null,null,null,null,null,null,759,0.82800438613548,0.96821903262900899,0,0,0,0,0]
[null,null,null,null,null,null,null,null,null,null,null,null,null,null,null,null,null,null,null,null,null,null,null,null,null,null,null,760,0.934272328741103,0.828004386135478,0,0,0,0,0]
[null,null,null,null,null,null,null,null,null,null,null,null,null,null,null,null,null,null,null,null,null,null,null,null,null,null,null,761,0.56528641691602299,0.934272328741104,0,0,0,0,0]
[null,null,null,null,null,null,null,null,null,null,null,null,null,null,null,null,null,null,null,null,null,null,null,null,null,null,null,762,0.29961656040196499,0.56528641691602199,0,0,0,0,0]
[null,null,null,null,null,null,null,null,null,null,null,null,null,null,null,null,null,null,null,null,null,null,null,null,null,null,null,763,0.14759436473003201,0.29961656040196599,0,0,0,0,0]
[null,null,null,null,null,null,null,null,null,null,null,null,null,null,null,null,null,null,null,null,null,null,null,null,null,null,null,764,3.2470760240607001E-2,0.14759436473003301,0,0,0,0,0]
[null,null,null,null,null,null,null,null,null,null,null,null,null,null,null,null,null,null,null,null,null,null,null,null,null,null,null,765,0,3.2470760240604898E-2,0,0,0,0,0]
[null,null,null,null,null,null,null,null,null,null,null,null,null,null,null,null,null,null,null,null,null,null,null,null,null,null,null,766,0,0,0,0,0,0,0]
[null,null,null,null,null,null,null,null,null,null,null,null,null,null,null,null,null,null,null,null,null,null,null,null,null,null,null,767,0,0,0,0,0,0,0]
[null,null,null,null,null,null,null,null,null,null,null,null,null,null,null,null,null,null,null,null,null,null,null,null,null,null,null,768,0,0,0,0,0,0,0]
[null,null,null,null,null,null,null,null,null,null,null,null,null,null,null,null,null,null,null,null,null,null,null,null,null,null,null,769,0,0,0,0,0,0,0]
[null,null,null,null,null,null,null,null,null,null,null,null,null,null,null,null,null,null,null,null,null,null,null,null,null,null,null,770,0,0,0,0,0,0,{"$f":"SUM(AE875:AH875)","v":0}]
[null,null,null,null,null,null,null,null,null,null,null,null,null,null,null,null,null,null,null,null,null,null,null,null,null,null,null,771,0,0,0,0,0,0,0]
[null,null,null,null,null,null,null,null,null,null,null,null,null,null,null,null,null,null,null,null,null,null,null,null,null,null,null,772,4.6577220595785396E-3,0,0,0,0,0,0]
[null,null,null,null,null,null,null,null,null,null,null,null,null,null,null,null,null,null,null,null,null,null,null,null,null,null,null,773,2.1736036278033201E-2,4.6577220595783696E-3,0,0,0,0,0]
[null,null,null,null,null,null,null,null,null,null,null,null,null,null,null,null,null,null,null,null,null,null,null,null,null,null,null,774,2.94989063773307E-2,2.1736036278033301E-2,0,0,0,0,0]
[null,null,null,null,null,null,null,null,null,null,null,null,null,null,null,null,null,null,null,null,null,null,null,null,null,null,null,775,4.81297946156449E-2,2.9498906377328799E-2,0,0,0,0,0]
[null,null,null,null,null,null,null,null,null,null,null,null,null,null,null,null,null,null,null,null,null,null,null,null,null,null,null,776,6.8313256873818506E-2,4.8129794615644997E-2,0,0,0,0,0]
[null,null,null,null,null,null,null,null,null,null,null,null,null,null,null,null,null,null,null,null,null,null,null,null,null,null,null,777,0.104022459330587,6.8313256873817105E-2,0,0,0,0,0]
[null,null,null,null,null,null,null,null,null,null,null,null,null,null,null,null,null,null,null,null,null,null,null,null,null,null,null,778,0.155257401985951,0.104022459330588,0,0,0,0,0]
[null,null,null,null,null,null,null,null,null,null,null,null,null,null,null,null,null,null,null,null,null,null,null,null,null,null,null,779,0.220465510820051,0.15525740198595001,0,0,0,0,0]
[null,null,null,null,null,null,null,null,null,null,null,null,null,null,null,null,null,null,null,null,null,null,null,null,null,null,null,780,0.18165116032356299,0.22046551082005,0,0,0,0,0]
[null,null,null,null,null,null,null,null,null,null,null,null,null,null,null,null,null,null,null,null,null,null,null,null,null,null,null,781,0.43161557752094398,0.18165116032356499,0,0,0,0,0]
[null,null,null,null,null,null,null,null,null,null,null,null,null,null,null,null,null,null,null,null,null,null,null,null,null,null,null,782,0.853915710922732,0.43161557752094398,0,0,0,0,0]
[null,null,null,null,null,null,null,null,null,null,null,null,null,null,null,null,null,null,null,null,null,null,null,null,null,null,null,783,0.72039434521481405,0.853915710922731,0,0,0,0,0]
[null,null,null,null,null,null,null,null,null,null,null,null,null,null,null,null,null,null,null,null,null,null,null,null,null,null,null,784,0.27170045347541499,0.72039434521481405,0,0,0,0,0]
[null,null,null,null,null,null,null,null,null,null,null,null,null,null,null,null,null,null,null,null,null,null,null,null,null,null,null,785,0.133521365707918,0.27170045347541499,0,0,0,0,0]
[null,null,null,null,null,null,null,null,null,null,null,null,null,null,null,null,null,null,null,null,null,null,null,null,null,null,null,786,9.9364737271008793E-2,0.13352136570791701,0,0,0,0,0]
[null,null,null,null,null,null,null,null,null,null,null,null,null,null,null,null,null,null,null,null,null,null,null,null,null,null,null,787,2.6393758337611699E-2,9.93647372710071E-2,0,0,0,0,0]
[null,null,null,null,null,null,null,null,null,null,null,null,null,null,null,null,null,null,null,null,null,null,null,null,null,null,null,788,4.6577220595785396E-3,2.6393758337611699E-2,0,0,0,0,0]
[null,null,null,null,null,null,null,null,null,null,null,null,null,null,null,null,null,null,null,null,null,null,null,null,null,null,null,789,0,4.6577220595783696E-3,0,0,0,0,0]
[null,null,null,null,null,null,null,null,null,null,null,null,null,null,null,null,null,null,null,null,null,null,null,null,null,null,null,790,0,0,0,0,0,0,0]
[null,null,null,null,null,null,null,null,null,null,null,null,null,null,null,null,null,null,null,null,null,null,null,null,null,null,null,791,0,0,0,0,0,0,0]
[null,null,null,null,null,null,null,null,null,null,null,null,null,null,null,null,null,null,null,null,null,null,null,null,null,null,null,792,0,0,0,0,0,0,0]
[null,null,null,null,null,null,null,null,null,null,null,null,null,null,null,null,null,null,null,null,null,null,null,null,null,null,null,793,0,0,0,0,0,0,0]
[null,null,null,null,null,null,null,null,null,null,null,null,null,null,null,null,null,null,null,null,null,null,null,null,null,null,null,794,0,0,0,0,0,0,0]
[null,null,null,null,null,null,null,null,null,null,null,null,null,null,null,null,null,null,null,null,null,null,null,null,null,null,null,795,0,0,0,0,0,0,0]
[null,null,null,null,null,null,null,null,null,null,null,null,null,null,null,null,null,null,null,null,null,null,null,null,null,null,null,796,4.5609185140178497E-3,0,0,0,0,0,0]
[null,null,null,null,null,null,null,null,null,null,null,null,null,null,null,null,null,null,null,null,null,null,null,null,null,null,null,797,6.3852859196249903E-2,4.5609185140182999E-3,0,0,0,0,0]
[null,null,null,null,null,null,null,null,null,null,null,null,null,null,null,null,null,null,null,null,null,null,null,null,null,null,null,798,0.16875398501866001,6.3852859196250597E-2,0,0,0,0,0]
[null,null,null,null,null,null,null,null,null,null,null,null,null,null,null,null,null,null,null,null,null,null,null,null,null,null,null,799,0.18547735290339301,0.16875398501866001,0,0,0,0,0]
[null,null,null,null,null,null,null,null,null,null,null,null,null,null,null,null,null,null,null,null,null,null,null,null,null,null,null,800,0.64613012281919602,0.18547735290339001,0,0,0,0,0]
[null,null,null,null,null,null,null,null,null,null,null,null,null,null,null,null,null,null,null,null,null,null,null,null,null,null,null,801,0.94106952005901601,0.64613012281919402,0,0,0,0,0]
[null,null,null,null,null,null,null,null,null,null,null,null,null,null,null,null,null,null,null,null,null,null,null,null,null,null,null,802,0.66285349070392796,0.94106952005901801,0,0,0,0,0]
[null,null,null,null,null,null,null,null,null,null,null,null,null,null,null,null,null,null,null,null,null,null,null,null,null,null,null,803,0.99275992988455197,0.66285349070392696,0,0,0,0,0]
[null,null,null,null,null,null,null,null,null,null,null,null,null,null,null,null,null,null,null,null,null,null,null,null,null,null,null,804,0.91674462131758805,0.99275992988455097,0,0,0,0,0]
[null,null,null,null,null,null,null,null,null,null,null,null,null,null,null,null,null,null,null,null,null,null,null,null,null,null,null,805,0.92130553983160601,0.91674462131758905,0,0,0,0,0]
[null,null,null,null,null,null,null,null,null,null,null,null,null,null,null,null,null,null,null,null,null,null,null,null,null,null,null,806,0.57923665128026702,0.92130553983160401,0,0,0,0,0]
[null,null,null,null,null,null,null,null,null,null,null,null,null,null,null,null,null,null,null,null,null,null,null,null,null,null,null,807,0.738868799270892,0.57923665128026502,0,0,0,0,0]
[null,null,null,null,null,null,null,null,null,null,null,null,null,null,null,null,null,null,null,null,null,null,null,null,null,null,null,808,0.53666807848276699,0.738868799270892,0,0,0,0,0]
[null,null,null,null,null,null,null,null,null,null,null,null,null,null,null,null,null,null,null,null,null,null,null,null,null,null,null,809,0.42264511563232099,0.53666807848276599,0,0,0,0,0]
[null,null,null,null,null,null,null,null,null,null,null,null,null,null,null,null,null,null,null,null,null,null,null,null,null,null,null,810,0.32534552066660699,0.42264511563231999,0,0,0,0,0]
[null,null,null,null,null,null,null,null,null,null,null,null,null,null,null,null,null,null,null,null,null,null,null,null,null,null,null,811,0.21132255781615999,0.32534552066660599,0,0,0,0,0]
[null,null,null,null,null,null,null,null,null,null,null,null,null,null,null,null,null,null,null,null,null,null,null,null,null,null,null,812,4.71294913115178E-2,0.21132255781615999,0,0,0,0,0]
[null,null,null,null,null,null,null,null,null,null,null,null,null,null,null,null,null,null,null,null,null,null,null,null,null,null,null,813,0,4.71294913115178E-2,0,0,0,0,0]
[null,null,null,null,null,null,null,null,null,null,null,null,null,null,null,null,null,null,null,null,null,null,null,null,null,null,null,814,0,0,0,0,0,0,0]
[null,null,null,null,null,null,null,null,null,null,null,null,null,null,null,null,null,null,null,null,null,null,null,null,null,null,null,815,0,0,0,0,0,0,0]
[null,null,null,null,null,null,null,null,null,null,null,null,null,null,null,null,null,null,null,null,null,null,null,null,null,null,null,816,0,0,0,0,0,0,0]
[null,null,null,null,null,null,null,null,null,null,null,null,null,null,null,null,null,null,null,null,null,null,null,null,null,null,null,817,0,0,0,0,0,0,0]
[null,null,null,null,null,null,null,null,null,null,null,null,null,null,null,null,null,null,null,null,null,null,null,null,null,null,null,818,0,0,0,0,0,0,0]
[null,null,null,null,null,null,null,null,null,null,null,null,null,null,null,null,null,null,null,null,null,null,null,null,null,null,null,819,0,0,0,0,0,0,0]
[null,null,null,null,null,null,null,null,null,null,null,null,null,null,null,null,null,null,null,null,null,null,null,null,null,null,null,820,9.1988410066623002E-3,0,0,0,0,0,0]
[null,null,null,null,null,null,null,null,null,null,null,null,null,null,null,null,null,null,null,null,null,null,null,null,null,null,null,821,4.29279246977574E-2,9.1988410066606904E-3,0,0,0,0,0]
[null,null,null,null,null,null,null,null,null,null,null,null,null,null,null,null,null,null,null,null,null,null,null,null,null,null,null,822,0.11498551258327901,4.2927924697758198E-2,0,0,0,0,0]
[null,null,null,null,null,null,null,null,null,null,null,null,null,null,null,null,null,null,null,null,null,null,null,null,null,null,null,823,0.21770590382434099,0.11498551258327901,0,0,0,0,0]
[null,null,null,null,null,null,null,null,null,null,null,null,null,null,null,null,null,null,null,null,null,null,null,null,null,null,null,824,0.38328504194426199,0.21770590382434199,0,0,0,0,0]
[null,null,null,null,null,null,null,null,null,null,null,null,null,null,null,null,null,null,null,null,null,null,null,null,null,null,null,825,0.67764795415745605,0.38328504194426199,0,0,0,0,0]
[null,null,null,null,null,null,null,null,null,null,null,null,null,null,null,null,null,null,null,null,null,null,null,null,null,null,null,826,0.78803404623740303,0.67764795415745605,0,0,0,0,0]
[null,null,null,null,null,null,null,null,null,null,null,null,null,null,null,null,null,null,null,null,null,null,null,null,null,null,null,827,0.979676567209534,0.78803404623740103,0,0,0,0,0]
[null,null,null,null,null,null,null,null,null,null,null,null,null,null,null,null,null,null,null,null,null,null,null,null,null,null,null,828,1.26024121791273,0.979676567209536,0,0,0,0,0]
[null,null,null,null,null,null,null,null,null,null,null,null,null,null,null,null,null,null,null,null,null,null,null,null,null,null,null,829,0.95821260486065596,1.26024121791273,0,0,0,0,0]
[null,null,null,null,null,null,null,null,null,null,null,null,null,null,null,null,null,null,null,null,null,null,null,null,null,null,null,830,0.45074320932645201,0.95821260486065596,0,0,0,0,0]
[null,null,null,null,null,null,null,null,null,null,null,null,null,null,null,null,null,null,null,null,null,null,null,null,null,null,null,831,0.31122745405874103,0.45074320932645101,0,0,0,0,0]
[null,null,null,null,null,null,null,null,null,null,null,null,null,null,null,null,null,null,null,null,null,null,null,null,null,null,null,832,0.48140601268199401,0.31122745405874103,0,0,0,0,0]
[null,null,null,null,null,null,null,null,null,null,null,null,null,null,null,null,null,null,null,null,null,null,null,null,null,null,null,833,0.31889315489762599,0.48140601268199201,0,0,0,0,0]
[null,null,null,null,null,null,null,null,null,null,null,null,null,null,null,null,null,null,null,null,null,null,null,null,null,null,null,834,0.294362912213193,0.31889315489762599,0,0,0,0,{"$f":"SUM(AE939:AH939)","v":0}]
[null,null,null,null,null,null,null,null,null,null,null,null,null,null,null,null,null,null,null,null,null,null,null,null,null,null,null,835,7.6657008388852504E-2,0.294362912213192,0,0,0,0,0]
[null,null,null,null,null,null,null,null,null,null,null,null,null,null,null,null,null,null,null,null,null,null,null,null,null,null,null,836,1.22651213422164E-2,7.6657008388852907E-2,0,0,0,0,0]
[null,null,null,null,null,null,null,null,null,null,null,null,null,null,null,null,null,null,null,null,null,null,null,null,null,null,null,837,0,1.2265121342217E-2,0,0,0,0,0]
[null,null,null,null,null,null,null,null,null,null,null,null,null,null,null,null,null,null,null,null,null,null,null,null,null,null,null,838,0,0,0,0,0,0,0]
[null,null,null,null,null,null,null,null,null,null,null,null,null,null,null,null,null,null,null,null,null,null,null,null,null,null,null,839,0,0,0,0,0,0,0]
[null,null,null,null,null,null,null,null,null,null,null,null,null,null,null,null,null,null,null,null,null,null,null,null,null,null,null,840,0,0,0,0,0,0,0]
[null,null,null,null,null,null,null,null,null,null,null,null,null,null,null,null,null,null,null,null,null,null,null,null,null,null,null,841,0,0,0,0,0,0,0]
[null,null,null,null,null,null,null,null,null,null,null,null,null,null,null,null,null,null,null,null,null,null,null,null,null,null,null,842,0,0,0,0,0,0,0]
[null,null,null,null,null,null,null,null,null,null,null,null,null,null,null,null,null,null,null,null,null,null,null,null,null,null,null,843,0,0,0,0,0,0,0]
[null,null,null,null,null,null,null,null,null,null,null,null,null,null,null,null,null,null,null,null,null,null,null,null,null,null,null,844,3.0102747145513E-2,0,0,0,0,0,0]
[null,null,null,null,null,null,null,null,null,null,null,null,null,null,null,null,null,null,null,null,null,null,null,null,null,null,null,845,3.9608877823043398E-2,3.0102747145513399E-2,0,0,0,0,0]
[null,null,null,null,null,null,null,null,null,null,null,null,null,null,null,null,null,null,null,null,null,null,null,null,null,null,null,846,2.2180971580904301E-2,3.9608877823044099E-2,0,0,0,0,0]
[null,null,null,null,null,null,null,null,null,null,null,null,null,null,null,null,null,null,null,null,null,null,null,null,null,null,null,847,1.74279062421391E-2,2.2180971580903999E-2,0,0,0,0,0]
[null,null,null,null,null,null,null,null,null,null,null,null,null,null,null,null,null,null,null,null,null,null,null,null,null,null,null,848,0.25508117318040002,1.74279062421401E-2,0,0,0,0,0]
[null,null,null,null,null,null,null,null,null,null,null,null,null,null,null,null,null,null,null,null,null,null,null,null,null,null,null,849,0.69077882923387701,0.25508117318039902,0,0,0,0,0]
[null,null,null,null,null,null,null,null,null,null,null,null,null,null,null,null,null,null,null,null,null,null,null,null,null,null,null,850,0.624235914491164,0.69077882923387901,0,0,0,0,0]
[null,null,null,null,null,null,null,null,null,null,null,null,null,null,null,null,null,null,null,null,null,null,null,null,null,null,null,851,0.48798137477989501,0.624235914491164,0,0,0,0,0]
[null,null,null,null,null,null,null,null,null,null,null,null,null,null,null,null,null,null,null,null,null,null,null,null,null,null,null,852,0.78267142578333804,0.48798137477989401,0,0,0,0,0]
[null,null,null,null,null,null,null,null,null,null,null,null,null,null,null,null,null,null,null,null,null,null,null,null,null,null,null,853,0.92051032060752902,0.78267142578333804,0,0,0,0,0]
[null,null,null,null,null,null,null,null,null,null,null,null,null,null,null,null,null,null,null,null,null,null,null,null,null,null,null,854,0.53234331794170398,0.92051032060752902,0,0,0,0,0]
[null,null,null,null,null,null,null,null,null,null,null,null,null,null,null,null,null,null,null,null,null,null,null,null,null,null,null,855,0.678103988330503,0.53234331794170298,0,0,0,0,0]
[null,null,null,null,null,null,null,null,null,null,null,null,null,null,null,null,null,null,null,null,null,null,null,null,null,null,null,856,0.13150147437250401,0.678103988330503,0,0,0,0,0]
[null,null,null,null,null,null,null,null,null,null,null,null,null,null,null,null,null,null,null,null,null,null,null,null,null,null,null,857,0.52759025260293801,0.13150147437250301,0,0,0,0,0]
[null,null,null,null,null,null,null,null,null,null,null,null,null,null,null,null,null,null,null,null,null,null,null,null,null,null,null,858,0.29944311634220799,0.52759025260293901,0,0,0,0,0]
[null,null,null,null,null,null,null,null,null,null,null,null,null,null,null,null,null,null,null,null,null,null,null,null,null,null,null,859,0.1457606703888,0.29944311634220699,0,0,0,0,0]
[null,null,null,null,null,null,null,null,null,null,null,null,null,null,null,null,null,null,null,null,null,null,null,null,null,null,null,860,5.2283718726417301E-2,0.1457606703888,0,0,0,0,0]
[null,null,null,null,null,null,null,null,null,null,null,null,null,null,null,null,null,null,null,null,null,null,null,null,null,null,null,861,0,5.2283718726417502E-2,0,0,0,0,0]
[null,null,null,null,null,null,null,null,null,null,null,null,null,null,null,null,null,null,null,null,null,null,null,null,null,null,null,862,0,0,0,0,0,0,0]
[null,null,null,null,null,null,null,null,null,null,null,null,null,null,null,null,null,null,null,null,null,null,null,null,null,null,null,863,0,0,0,0,0,0,0]
[null,null,null,null,null,null,null,null,null,null,null,null,null,null,null,null,null,null,null,null,null,null,null,null,null,null,null,864,0,0,0,0,0,0,0]
[null,null,null,null,null,null,null,null,null,null,null,null,null,null,null,null,null,null,null,null,null,null,null,null,null,null,null,865,0,0,0,0,0,0,0]
[null,null,null,null,null,null,null,null,null,null,null,null,null,null,null,null,null,null,null,null,null,null,null,null,null,null,null,866,0,0,0,0,0,0,0]
[null,null,null,null,null,null,null,null,null,null,null,null,null,null,null,null,null,null,null,null,null,null,null,null,null,null,null,867,0,0,0,0,0,0,0]
[null,null,null,null,null,null,null,null,null,null,null,null,null,null,null,null,null,null,null,null,null,null,null,null,null,null,null,868,1.2762047938405499E-2,0,0,0,0,0,0]
[null,null,null,null,null,null,null,null,null,null,null,null,null,null,null,null,null,null,null,null,null,null,null,null,null,null,null,869,0.102096383507244,1.2762047938405499E-2,0,0,0,0,0]
[null,null,null,null,null,null,null,null,null,null,null,null,null,null,null,null,null,null,null,null,null,null,null,null,null,null,null,870,0.33659901437544398,0.102096383507244,0,0,0,0,0]
[null,null,null,null,null,null,null,null,null,null,null,null,null,null,null,null,null,null,null,null,null,null,null,null,null,null,null,871,0.58067318119744804,0.33659901437544398,0,0,0,0,0]
[null,null,null,null,null,null,null,null,null,null,null,null,null,null,null,null,null,null,null,null,null,null,null,null,null,null,null,872,0.64767393287407704,0.58067318119745004,0,0,0,0,0]
[null,null,null,null,null,null,null,null,null,null,null,null,null,null,null,null,null,null,null,null,null,null,null,null,null,null,null,873,1.0097970431263299,0.64767393287407704,0,0,0,0,0]
[null,null,null,null,null,null,null,null,null,null,null,null,null,null,null,null,null,null,null,null,null,null,null,null,null,null,null,874,1.01458281110323,1.0097970431263299,0,0,0,0,0]
[null,null,null,null,null,null,null,null,null,null,null,null,null,null,null,null,null,null,null,null,null,null,null,null,null,null,null,875,1.04170216297235,1.01458281110323,0,0,0,0,0]
[null,null,null,null,null,null,null,null,null,null,null,null,null,null,null,null,null,null,null,null,null,null,null,null,null,null,null,876,1.00660653114173,1.04170216297235,0,0,0,0,0]
[null,null,null,null,null,null,null,null,null,null,null,null,null,null,null,null,null,null,null,null,null,null,null,null,null,null,null,877,0.98746345923412204,1.00660653114173,0,0,0,0,0]
[null,null,null,null,null,null,null,null,null,null,null,null,null,null,null,null,null,null,null,null,null,null,null,null,null,null,null,878,1.0193685790801399,0.98746345923412204,0,0,0,0,0]
[null,null,null,null,null,null,null,null,null,null,null,null,null,null,null,null,null,null,null,null,null,null,null,null,null,null,null,879,1.1262507305642799,1.0193685790801299,0,0,0,0,0]
[null,null,null,null,null,null,null,null,null,null,null,null,null,null,null,null,null,null,null,null,null,null,null,null,null,null,null,880,0.296717614567927,1.1262507305642799,0,0,0,0,0]
[null,null,null,null,null,null,null,null,null,null,null,null,null,null,null,null,null,null,null,null,null,null,null,null,null,null,null,881,0.239288398845102,0.296717614567926,0,0,0,0,0]
[null,null,null,null,null,null,null,null,null,null,null,null,null,null,null,null,null,null,null,null,null,null,null,null,null,null,null,882,0.25205044678350802,0.239288398845103,0,0,0,0,0]
[null,null,null,null,null,null,null,null,null,null,null,null,null,null,null,null,null,null,null,null,null,null,null,null,null,null,null,883,0.13719201533785899,0.25205044678350802,0,0,0,0,0]
[null,null,null,null,null,null,null,null,null,null,null,null,null,null,null,null,null,null,null,null,null,null,null,null,null,null,null,884,5.26434477459225E-2,0.13719201533785899,0,0,0,0,0]
[null,null,null,null,null,null,null,null,null,null,null,null,null,null,null,null,null,null,null,null,null,null,null,null,null,null,null,885,0,5.2643447745920301E-2,0,0,0,0,0]
[null,null,null,null,null,null,null,null,null,null,null,null,null,null,null,null,null,null,null,null,null,null,null,null,null,null,null,886,0,0,0,0,0,0,0]
[null,null,null,null,null,null,null,null,null,null,null,null,null,null,null,null,null,null,null,null,null,null,null,null,null,null,null,887,0,0,0,0,0,0,0]
[null,null,null,null,null,null,null,null,null,null,null,null,null,null,null,null,null,null,null,null,null,null,null,null,null,null,null,888,0,0,0,0,0,0,0]
[null,null,null,null,null,null,null,null,null,null,null,null,null,null,null,null,null,null,null,null,null,null,null,null,null,null,null,889,0,0,0,0,0,0,0]
[null,null,null,null,null,null,null,null,null,null,null,null,null,null,null,null,null,null,null,null,null,null,null,null,null,null,null,890,0,0,0,0,0,0,0]
[null,null,null,null,null,null,null,null,null,null,null,null,null,null,null,null,null,null,null,null,null,null,null,null,null,null,null,891,0,0,0,0,0,0,0]
[null,null,null,null,null,null,null,null,null,null,null,null,null,null,null,null,null,null,null,null,null,null,null,null,null,null,null,892,4.8450845920869302E-3,0,0,0,0,0,0]
[null,null,null,null,null,null,null,null,null,null,null,null,null,null,null,null,null,null,null,null,null,null,null,null,null,null,null,893,7.1061240683941596E-2,4.8450845920866596E-3,0,0,0,0,0]
[null,null,null,null,null,null,null,null,null,null,null,null,null,null,null,null,null,null,null,null,null,null,null,null,null,null,null,894,0.20187852467028899,7.10612406839395E-2,0,0,0,0,0]
[null,null,null,null,null,null,null,null,null,null,null,null,null,null,null,null,null,null,null,null,null,null,null,null,null,null,null,895,0.38114665457750502,0.20187852467028999,0,0,0,0,0]
[null,null,null,null,null,null,null,null,null,null,null,null,null,null,null,null,null,null,null,null,null,null,null,null,null,null,null,900,1.26133702213996,1.10306425879846,0,0,0,0,0]
[null,null,null,null,null,null,null,null,null,null,null,null,null,null,null,null,null,null,null,null,null,null,null,null,null,null,null,905,0.48450845920869301,0.72676268881303696,0,0,0,0,0]
[null,null,null,null,null,null,null,null,null,null,null,null,null,null,null,null,null,null,null,null,null,null,null,null,null,null,null,914,0,0,0,0,0,0,0]
[null,null,null,null,null,null,null,null,null,null,null,null,null,null,null,null,null,null,null,null,null,null,null,null,null,null,null,922,0.78325554554296895,0.60464706340032603,0,0,0,0,0]
[null,null,null,null,null,null,null,null,null,null,null,null,null,null,null,null,null,null,null,null,null,null,null,null,null,null,null,931,1.31088794233133E-2,6.3905787188650601E-2,0,0,0,0,0]
[null,null,null,null,null,null,null,null,null,null,null,null,null,null,null,null,null,null,null,null,null,null,null,null,null,null,null,937,0,0,0,0,0,0,0]
[null,null,null,null,null,null,null,null,null,null,null,null,null,null,null,null,null,null,null,null,null,null,null,null,null,null,null,948,0.88221624687745503,0.79315441624030203,0,0,0,0,0]
[null,null,null,null,null,null,null,null,null,null,null,null,null,null,null,null,null,null,null,null,null,null,null,null,null,null,null,951,0.51756686483477399,1.09226773422923,0,0,0,0,0]
[null,null,null,null,null,null,null,null,null,null,null,null,null,null,null,null,null,null,null,null,null,null,null,null,null,null,null,957,0,2.85670022798418E-2,0,0,0,0,0]
[null,null,null,null,null,null,null,null,null,null,null,null,null,null,null,null,null,null,null,null,null,null,null,null,null,null,null,966,0.17293290322612601,7.2631819354973606E-2,0,0,0,0,0]
[null,null,null,null,null,null,null,null,null,null,null,null,null,null,null,null,null,null,null,null,null,null,null,null,null,null,null,974,1.2779741548410699,0.964965600001783,0,0,0,0,0]
[null,null,null,null,null,null,null,null,null,null,null,null,null,null,null,null,null,null,null,null,null,null,null,null,null,null,null,983,0,0,0,0,0,0,0]
[null,null,null,null,null,null,null,null,null,null,null,null,null,null,null,null,null,null,null,null,null,null,null,null,null,null,null,988,0,0,0,0,0,0,0]
[null,null,null,null,null,null,null,null,null,null,null,null,null,null,null,null,null,null,null,null,null,null,null,null,null,null,null,1000,0.53464715884434699,0.59888038640868402,0,0,0,0,0]
[null,null,null,null,null,null,null,null,null,null,null,null,null,null,null,null,null,null,null,null,null,null,null,null,null,null,null,1009,0,0,0,0,0,0,0]
[null,null,null,null,null,null,null,null,null,null,null,null,null,null,null,null,null,null,null,null,null,null,null,null,null,null,null,1011,0,0,0,0,0,0,0]
[null,null,null,null,null,null,null,null,null,null,null,null,null,null,null,null,null,null,null,null,null,null,null,null,null,null,null,1018,0.83044751591988797,0.67279081311832101,0,0,0,0,0]
[null,null,null,null,null,null,null,null,null,null,null,null,null,null,null,null,null,null,null,null,null,null,null,null,null,null,null,1027,0.197987487239179,0.194321052290306,0,0,0,0,0]
[null,null,null,null,null,null,null,null,null,null,null,null,null,null,null,null,null,null,null,null,null,null,null,null,null,null,null,1034,0,0,0,0,0,0,0]
[null,null,null,null,null,null,null,null,null,null,null,null,null,null,null,null,null,null,null,null,null,null,null,null,null,null,null,1044,1.04369586088525,0.97152540241977603,0,0,0,0,0]
[null,null,null,null,null,null,null,null,null,null,null,null,null,null,null,null,null,null,null,null,null,null,null,null,null,null,null,1048,1.00298432021242,1.1047631718944899,0,0,0,0,0]
[null,null,null,null,null,null,null,null,null,null,null,null,null,null,null,null,null,null,null,null,null,null,null,null,null,null,null,1061,2.0918687695595399E-2,5.7050966442539998E-3,0,0,0,0,0]
[null,null,null,null,null,null,null,null,null,null,null,null,null,null,null,null,null,null,null,null,null,null,null,null,null,null,null,1070,9.5084944070888106E-2,0.677004801784725,0,0,0,0,0]
[null,null,null,null,null,null,null,null,null,null,null,null,null,null,null,null,null,null,null,null,null,null,null,null,null,null,null,1071,0.116003631766484,9.5084944070888994E-2,0,0,0,0,0]
[null,null,null,null,null,null,null,null,null,null,null,null,null,null,null,null,null,null,null,null,null,null,null,null,null,null,null,1079,0,0,0,0,0,0,0]
[null,null,null,null,null,null,null,null,null,null,null,null,null,null,null,null,null,null,null,null,null,null,null,null,null,null,null,1092,0.89915953643839097,1.5075844047778599,0,0,0,0,0]
[null,null,null,null,null,null,null,null,null,null,null,null,null,null,null,null,null,null,null,null,null,null,null,null,null,null,null,1096,1.02623561653461,0.60457407803352103,0,0,0,0,0]
[null,null,null,null,null,null,null,null,null,null,null,null,null,null,null,null,null,null,null,null,null,null,null,null,null,null,null,1105,0,0,0,0,0,0,0]
[null,null,null,null,null,null,null,null,null,null,null,null,null,null,null,null,null,null,null,null,null,null,null,null,null,null,null,1115,0.48773543911679201,0.84475778055028194,0,0,0,0,0]
[null,null,null,null,null,null,null,null,null,null,null,null,null,null,null,null,null,null,null,null,null,null,null,null,null,null,null,1122,0.50919579843793095,0.59113535220955105,0,0,0,0,0]
[null,null,null,null,null,null,null,null,null,null,null,null,null,null,null,null,null,null,null,null,null,null,null,null,null,null,null,1131,0,0,0,0,0,0,0]
[null,null,null,null,null,null,null,null,null,null,null,null,null,null,null,null,null,null,null,null,null,null,null,null,null,null,null,1138,1.44824309545819,1.2764515006866,0,0,0,0,0]
[null,null,null,null,null,null,null,null,null,null,null,null,null,null,null,null,null,null,null,null,null,null,null,null,null,null,null,1140,1.6260274202799501,1.4702164389754899,0,0,0,0,0]
[null,null,null,null,null,null,null,null,null,null,null,null,null,null,null,null,null,null,null,null,null,null,null,null,null,null,null,1152,0,0,0,0,0,0,0]
[null,null,null,null,null,null,null,null,null,null,null,null,null,null,null,null,null,null,null,null,null,null,null,null,null,null,null,1157,0.14716344012020899,1.2263620010016799E-2,0,0,0,0,0]
[null,null,null,null,null,null,null,null,null,null,null,null,null,null,null,null,null,null,null,null,null,null,null,null,null,null,null,1166,0.42513882701393901,0.69289453056598505,0,0,0,0,0]
[null,null,null,null,null,null,null,null,null,null,null,null,null,null,null,null,null,null,null,null,null,null,null,null,null,null,null,1175,0,0,0,0,0,0,0]
[null,null,null,null,null,null,null,null,null,null,null,null,null,null,null,null,null,null,null,null,null,null,null,null,null,null,null,1183,0.51364139502678696,0.40838701079998802,0,0,0,0,0]
[null,null,null,null,null,null,null,null,null,null,null,null,null,null,null,null,null,null,null,null,null,null,null,null,null,null,null,1189,1.4440901515917,1.35567646884119,0,0,0,0,0]
[null,null,null,null,null,null,null,null,null,null,null,null,null,null,null,null,null,null,null,null,null,null,null,null,null,null,null,1192,1.19779489250099,1.4609308530679901,0,0,0,0,0]
[null,null,null,null,null,null,null,null,null,null,null,null,null,null,null,null,null,null,null,null,null,null,null,null,null,null,null,1201,0,0,0,0,0,0,0]
[null,null,null,null,null,null,null,null,null,null,null,null,null,null,null,null,null,null,null,null,null,null,null,null,null,null,null,1212,1.4664408326769101,1.7635768031464201,0,0,0,0,0]
[null,null,null,null,null,null,null,null,null,null,null,null,null,null,null,null,null,null,null,null,null,null,null,null,null,null,null,1218,0.207353878672974,0.17315117703619601,0,0,0,0,{"$f":"SUM(AE1323:AH1323)","v":0}]
[null,null,null,null,null,null,null,null,null,null,null,null,null,null,null,null,null,null,null,null,null,null,null,null,null,null,null,1227,0,0,0,0,0,0,0]
[null,null,null,null,null,null,null,null,null,null,null,null,null,null,null,null,null,null,null,null,null,null,null,null,null,null,null,1235,0.69498133755900104,0.76905458356842404,0,0,0,0,0]
[null,null,null,null,null,null,null,null,null,null,null,null,null,null,null,null,null,null,null,null,null,null,null,null,null,null,null,1244,1.7428999061040801E-2,0.16339686619725699,0,0,0,0,0]
[null,null,null,null,null,null,null,null,null,null,null,null,null,null,null,null,null,null,null,null,null,null,null,null,null,null,null,1249,0,0,0,0,0,0,0]
[null,null,null,null,null,null,null,null,null,null,null,null,null,null,null,null,null,null,null,null,null,null,null,null,null,null,null,1253,0.104258684444553,1.3309619290793899E-2,0,0,0,0,0]
[null,null,null,null,null,null,null,null,null,null,null,null,null,null,null,null,null,null,null,null,null,null,null,null,null,null,null,1262,1.0669878131453201,1.4041648351787599,0,0,0,0,0]
[null,null,null,null,null,null,null,null,null,null,null,null,null,null,null,null,null,null,null,null,null,null,null,null,null,null,null,1272,0,0,0,0,0,0,0]
[null,null,null,null,null,null,null,null,null,null,null,null,null,null,null,null,null,null,null,null,null,null,null,null,null,null,null,1279,0.113237930935987,0.113237930935989,0,0,0,0,0]
[null,null,null,null,null,null,null,null,null,null,null,null,null,null,null,null,null,null,null,null,null,null,null,null,null,null,null,1286,1.4539750332180701,1.1504973783096299,0,0,0,0,0]
[null,null,null,null,null,null,null,null,null,null,null,null,null,null,null,null,null,null,null,null,null,null,null,null,null,null,null,1296,0,0,0,0,0,0,0]
[null,null,null,null,null,null,null,null,null,null,null,null,null,null,null,null,null,null,null,null,null,null,null,null,null,null,null,1305,1.54977092205525,0.63705082745171004,0,0,0,0,0]
[null,null,null,null,null,null,null,null,null,null,null,null,null,null,null,null,null,null,null,null,null,null,null,null,null,null,null,1309,0.99843238775158905,1.23472033102459,0,0,0,0,0]
[null,null,null,null,null,null,null,null,null,null,null,null,null,null,null,null,null,null,null,null,null,null,null,null,null,null,null,1314,0.129726713953803,0.70191418442861198,0,0,0,0,0]
[null,null,null,null,null,null,null,null,null,null,null,null,null,null,null,null,null,null,null,null,null,null,null,null,null,null,null,1323,0,0,0,0,0,0,0]
[null,null,null,null,null,null,null,null,null,null,null,null,null,null,null,null,null,null,null,null,null,null,null,null,null,null,null,1332,0.43352994888144503,0.204162359647658,0,0,0,0,0]
[null,null,null,null,null,null,null,null,null,null,null,null,null,null,null,null,null,null,null,null,null,null,null,null,null,null,null,1340,6.3013073965326294E-2,0.21676497444072201,0,0,0,0,0]
[null,null,null,null,null,null,null,null,null,null,null,null,null,null,null,null,null,null,null,null,null,null,null,null,null,null,null,1346,0,0,0,0,0,0,{"$f":"SUM(AE1451:AH1451)","v":0}]
[null,null,null,null,null,null,null,null,null,null,null,null,null,null,null,null,null,null,null,null,null,null,null,null,null,null,null,1357,1.0110208866575201,0.95541473789135201,0,0,0,0,0]
[null,null,null,null,null,null,null,null,null,null,null,null,null,null,null,null,null,null,null,null,null,null,null,null,null,null,null,1366,0,0,0,0,0,0,0]
[null,null,null,null,null,null,null,null,null,null,null,null,null,null,null,null,null,null,null,null,null,null,null,null,null,null,null,1369,0,0,0,0,0,0,0]
[null,null,null,null,null,null,null,null,null,null,null,null,null,null,null,null,null,null,null,null,null,null,null,null,null,null,null,1375,0.85134123439647302,0.356609012638051,0,0,0,0,0]
[null,null,null,null,null,null,null,null,null,null,null,null,null,null,null,null,null,null,null,null,null,null,null,null,null,null,null,1383,0.43194894488552599,1.02462307856567,0,0,0,0,0]
[null,null,null,null,null,null,null,null,null,null,null,null,null,null,null,null,null,null,null,null,null,null,null,null,null,null,null,1392,0,0,0,0,0,0,0]
[null,null,null,null,null,null,null,null,null,null,null,null,null,null,null,null,null,null,null,null,null,null,null,null,null,null,null,1401,0.90468060702515896,0.48437573577267701,0,0,0,0,0]
[null,null,null,null,null,null,null,null,null,null,null,null,null,null,null,null,null,null,null,null,null,null,null,null,null,null,null,1406,1.22503492962614,2.1066500254240199,0,0,0,0,0]
[null,null,null,null,null,null,null,null,null,null,null,null,null,null,null,null,null,null,null,null,null,null,null,null,null,null,null,1418,0,0,0,0,0,0,0]
[null,null,null,null,null,null,null,null,null,null,null,null,null,null,null,null,null,null,null,null,null,null,null,null,null,null,null,1427,1.36255756661901,1.3177539329004,0,0,0,0,0]
[null,null,null,null,null,null,null,null,null,null,null,null,null,null,null,null,null,null,null,null,null,null,null,null,null,null,null,1429,2.21909762300427,2.2480882095280701,0,0,0,0,0]
[null,null,null,null,null,null,null,null,null,null,null,null,null,null,null,null,null,null,null,null,null,null,null,null,null,null,null,1436,2.89905865238087E-2,0,0,0,0,0,0]
[null,null,null,null,null,null,null,null,null,null,null,null,null,null,null,null,null,null,null,null,null,null,null,null,null,null,null,1450,0.43934781397704897,0,0.54421303333889504,0,0,0,0.54421303333889504]
[null,null,null,null,null,null,null,null,null,null,null,null,null,null,null,null,null,null,null,null,null,null,null,null,null,null,null,1453,1.29857866536254,0,0,0,0,0,0]
[null,null,null,null,null,null,null,null,null,null,null,null,null,null,null,null,null,null,null,null,null,null,null,null,null,null,null,1462,0,0,0,0,0,0,0]
[null,null,null,null,null,null,null,null,null,null,null,null,null,null,null,null,null,null,null,null,null,null,null,null,null,null,null,1473,0.98069837927539505,0,0,0,0,0,0]
[null,null,null,null,null,null,null,null,null,null,null,null,null,null,null,null,null,null,null,null,null,null,null,null,null,null,null,1479,0.48461411139632099,1.3936240126545101,0,0,1,0,1]
[null,null,null,null,null,null,null,null,null,null,null,null,null,null,null,null,null,null,null,null,null,null,null,null,null,null,null,1487,0,0,0,0,0,0,0]
[null,null,null,null,null,null,null,null,null,null,null,null,null,null,null,null,null,null,null,null,null,null,null,null,null,null,null,1496,0.73547929391743705,0.94874094791580199,0,0,0,0,0]
[null,null,null,null,null,null,null,null,null,null,null,null,null,null,null,null,null,null,null,null,null,null,null,null,null,null,null,1497,1.2987087903746599,0.73547929391743805,0,0,0,0,0]
[null,null,null,null,null,null,null,null,null,null,null,null,null,null,null,null,null,null,null,null,null,null,null,null,null,null,null,1510,0,0,0,0,0,0,0]
[null,null,null,null,null,null,null,null,null,null,null,null,null,null,null,null,null,null,null,null,null,null,null,null,null,null,null,1514,0,0,0,0,0,0,0]
[null,null,null,null,null,null,null,null,null,null,null,null,null,null,null,null,null,null,null,null,null,null,null,null,null,null,null,1523,0.71117160039303895,0.91567158848889196,0,0,0,0,0]
[null,null,null,null,null,null,null,null,null,null,null,null,null,null,null,null,null,null,null,null,null,null,null,null,null,null,null,1533,0,9.1567158848893104E-3,0,0,0,0,0]
[null,null,null,null,null,null,null,null,null,null,null,null,null,null,null,null,null,null,null,null,null,null,null,null,null,null,null,1540,8.4602817248327303E-3,0,0,0,0,0,0]
[null,null,null,null,null,null,null,null,null,null,null,null,null,null,null,null,null,null,null,null,null,null,null,null,null,null,null,1547,1.1759791597517499,0.73604451006044602,0,0,0,0,0]
[null,null,null,null,null,null,null,null,null,null,null,null,null,null,null,null,null,null,null,null,null,null,null,null,null,null,null,1557,0,1.6920563449665499E-2,0,0,0,0,0]
[null,null,null,null,null,null,null,null,null,null,null,null,null,null,null,null,null,null,null,null,null,null,null,null,null,null,null,1558,0,0,0,0,0,0,0]
[null,null,null,null,null,null,null,null,null,null,null,null,null,null,null,null,null,null,null,null,null,null,null,null,null,null,null,1570,1.25403128266522,1.24000408710968,0,0,0,0,0]
[null,null,null,null,null,null,null,null,null,null,null,null,null,null,null,null,null,null,null,null,null,null,null,null,null,null,null,1575,0.55267150488825101,0.66208363022146099,0,0,0,0,0]
[null,null,null,null,null,null,null,null,null,null,null,null,null,null,null,null,null,null,null,null,null,null,null,null,null,null,null,1584,0,0,0,0,0,0,0]
[null,null,null,null,null,null,null,null,null,null,null,null,null,null,null,null,null,null,null,null,null,null,null,null,null,null,null,1592,1.15527293514194,0,0,0,0,0,0]
[null,null,null,null,null,null,null,null,null,null,null,null,null,null,null,null,null,null,null,null,null,null,null,null,null,null,null,1601,0.28441998657047701,0.44862121593075299,0,0,0,0,0]
[null,null,null,null,null,null,null,null,null,null,null,null,null,null,null,null,null,null,null,null,null,null,null,null,null,null,null,1607,0,0,0,0,0,0,0]
[null,null,null,null,null,null,null,null,null,null,null,null,null,null,null,null,null,null,null,null,null,null,null,null,null,null,null,1618,0.58575101051327205,0.86564188745803805,0,0,0,0,0]
[null,null,null,null,null,null,null,null,null,null,null,null,null,null,null,null,null,null,null,null,null,null,null,null,null,null,null,1619,1.2984628311870601,0.58575101051327205,0,0,0,0,0]
[null,null,null,null,null,null,null,null,null,null,null,null,null,null,null,null,null,null,null,null,null,null,null,null,null,null,null,1630,0,0,0,0,0,0,0]
[null,null,null,null,null,null,null,null,null,null,null,null,null,null,null,null,null,null,null,null,null,null,null,null,null,null,null,1636,0,0,0.81920000000000004,0,0,0,0.81920000000000004]
[null,null,null,null,null,null,null,null,null,null,null,null,null,null,null,null,null,null,null,null,null,null,null,null,null,null,null,1644,0.94355741784165204,0,0,0,0,0,0]
[null,null,null,null,null,null,null,null,null,null,null,null,null,null,null,null,null,null,null,null,null,null,null,null,null,null,null,1653,0,1.7581815239284301E-2,0,0,0,0,0]
[null,null,null,null,null,null,null,null,null,null,null,null,null,null,null,null,null,null,null,null,null,null,null,null,null,null,null,1662,0.43459784270111501,0.15906849144616,0,0,0,0,0]
[null,null,null,null,null,null,null,null,null,null,null,null,null,null,null,null,null,null,null,null,null,null,null,null,null,null,null,1667,2.0593688624726001,2.1843512486088699,0,0,0,0,0]
[null,null,null,null,null,null,null,null,null,null,null,null,null,null,null,null,null,null,null,null,null,null,null,null,null,null,null,1679,0,0,0,0,0,0,0]
[null,null,null,null,null,null,null,null,null,null,null,null,null,null,null,null,null,null,null,null,null,null,null,null,null,null,null,1681,0,0,0,0,0,0,0]
[null,null,null,null,null,null,null,null,null,null,null,null,null,null,null,null,null,null,null,null,null,null,null,null,null,null,null,1688,1.3326596136187201,0.89604950466012101,0,0,0,0,0]
[null,null,null,null,null,null,null,null,null,null,null,null,null,null,null,null,null,null,null,null,null,null,null,null,null,null,null,1697,1.13290335461805,1.5381231943051099,2.7265806709236098,0,0,0,2.7265806709236098]
[null,null,null,null,null,null,null,null,null,null,null,null,null,null,null,null,null,null,null,null,null,null,null,null,null,null,null,1704,0,0,0,0,0,0,0]
[null,null,null,null,null,null,null,null,null,null,null,null,null,null,null,null,null,null,null,null,null,null,null,null,null,null,null,1714,2.0764634980863099,1.7598598603286399,0,0,0,0,0]
[null,null,null,null,null,null,null,null,null,null,null,null,null,null,null,null,null,null,null,null,null,null,null,null,null,null,null,1723,0.28522850248438297,0.67313926586314299,0,0,0,0,0]
[null,null,null,null,null,null,null,null,null,null,null,null,null,null,null,null,null,null,null,null,null,null,null,null,null,null,null,1727,0,0,0,0,0,0,0]
[null,null,null,null,null,null,null,null,null,null,null,null,null,null,null,null,null,null,null,null,null,null,null,null,null,null,null,1740,0,0,0,0,0,0,0]
[null,null,null,null,null,null,null,null,null,null,null,null,null,null,null,null,null,null,null,null,null,null,null,null,null,null,null,1741,0,0,0,0,0,0,0]
[null,null,null,null,null,null,null,null,null,null,null,null,null,null,null,null,null,null,null,null,null,null,null,null,null,null,null,1749,0,0,0,0,0,0,0]
[null,null,null,null,null,null,null,null,null,null,null,null,null,null,null,null,null,null,null,null,null,null,null,null,null,null,null,1758,0,0,0,0,0,0,0]
[null,null,null,null,null,null,null,null,null,null,null,null,null,null,null,null,null,null,null,null,null,null,null,null,null,null,null,1764,0,0,0,0,0,0,0]
[null,null,null,null,null,null,null,null,null,null,null,null,null,null,null,null,null,null,null,null,null,null,null,null,null,null,null,1775,0,0,0,0,0,0,0]
[null,null,null,null,null,null,null,null,null,null,null,null,null,null,null,null,null,null,null,null,null,null,null,null,null,null,null,1785,0,0,0,0,0,0,0]
[null,null,null,null,null,null,null,null,null,null,null,null,null,null,null,null,null,null,null,null,null,null,null,null,null,null,null,1792,0,0,0,0,0,0,0]
[null,null,null,null,null,null,null,null,null,null,null,null,null,null,null,null,null,null,null,null,null,null,null,null,null,null,null,1801,0,0,0,0,0,0,0]
[null,null,null,null,null,null,null,null,null,null,null,null,null,null,null,null,null,null,null,null,null,null,null,null,null,null,null,1808,0,0,0,0,0,0,0]
[null,null,null,null,null,null,null,null,null,null,null,null,null,null,null,null,null,null,null,null,null,null,null,null,null,null,null,1810,0,0,0,0,0,0,0]
[null,null,null,null,null,null,null,null,null,null,null,null,null,null,null,null,null,null,null,null,null,null,null,null,null,null,null,1819,0,0,0,0,0,0,0]
[null,null,null,null,null,null,null,null,null,null,null,null,null,null,null,null,null,null,null,null,null,null,null,null,null,null,null,1831,0,0,0,0,0,0,0]
[null,null,null,null,null,null,null,null,null,null,null,null,null,null,null,null,null,null,null,null,null,null,null,null,null,null,null,1836,0,0,0,0,0,0,0]
[null,null,null,null,null,null,null,null,null,null,null,null,null,null,null,null,null,null,null,null,null,null,null,null,null,null,null,1845,0,0,0,0,0,0,0]
[null,null,null,null,null,null,null,null,null,null,null,null,null,null,null,null,null,null,null,null,null,null,null,null,null,null,null,1853,0,0,0,0,0,0,0]
[null,null,null,null,null,null,null,null,null,null,null,null,null,null,null,null,null,null,null,null,null,null,null,null,null,null,null,1862,0,0,0,0,0,0,0]
[null,null,null,null,null,null,null,null,null,null,null,null,null,null,null,null,null,null,null,null,null,null,null,null,null,null,null,1868,0,0,0,0,0,0,0]
[null,null,null,null,null,null,null,null,null,null,null,null,null,null,null,null,null,null,null,null,null,null,null,null,null,null,null,1871,0,0,0,0,0,0,0]
[null,null,null,null,null,null,null,null,null,null,null,null,null,null,null,null,null,null,null,null,null,null,null,null,null,null,null,1882,0.47341847159959199,0,0,0,0,0,0]
[null,null,null,null,null,null,null,null,null,null,null,null,null,null,null,null,null,null,null,null,null,null,null,null,null,null,null,1888,0.243507673381513,0,0,0,0,0,0]
[null,null,null,null,null,null,null,null,null,null,null,null,null,null,null,null,null,null,null,null,null,null,null,null,null,null,null,1897,0,0,0,0,0,0,0]
[null,null,null,null,null,null,null,null,null,null,null,null,null,null,null,null,null,null,null,null,null,null,null,null,null,null,null,1905,0.72634974811525599,0,0,0,0,0,0]
[null,null,null,null,null,null,null,null,null,null,null,null,null,null,null,null,null,null,null,null,null,null,null,null,null,null,null,1914,9.2489356720957899E-2,0,0,0,0,0,0]
[null,null,null,null,null,null,null,null,null,null,null,null,null,null,null,null,null,null,null,null,null,null,null,null,null,null,null,1923,0,0,0,0,0,0,0]
[null,null,null,null,null,null,null,null,null,null,null,null,null,null,null,null,null,null,null,null,null,null,null,null,null,null,null,1928,0.16813828550420001,0,0,0,0,0,0]
[null,null,null,null,null,null,null,null,null,null,null,null,null,null,null,null,null,null,null,null,null,null,null,null,null,null,null,1932,0.569939335422326,0,0,0,0,0,0]
[null,null,null,null,null,null,null,null,null,null,null,null,null,null,null,null,null,null,null,null,null,null,null,null,null,null,null,1942,0,0,0,0,0,0,0]
[null,null,null,null,null,null,null,null,null,null,null,null,null,null,null,null,null,null,null,null,null,null,null,null,null,null,null,1949,1.36300116074931E-2,0,0,0,0,0,0]
[null,null,null,null,null,null,null,null,null,null,null,null,null,null,null,null,null,null,null,null,null,null,null,null,null,null,null,1958,0.96401354823905405,0.82275706430685303,0,0,0,0,0]
[null,null,null,null,null,null,null,null,null,null,null,null,null,null,null,null,null,null,null,null,null,null,null,null,null,null,null,1965,0,3.71727589295046E-3,0,0,0,0,0]
[null,null,null,null,null,null,null,null,null,null,null,null,null,null,null,null,null,null,null,null,null,null,null,null,null,null,null,1975,0.19981090021703499,9.6802796378439596E-2,0,0,0,0,0]
[null,null,null,null,null,null,null,null,null,null,null,null,null,null,null,null,null,null,null,null,null,null,null,null,null,null,null,1979,0.75208326417095195,0.63790560690407405,0,0,0,0,0]
[null,null,null,null,null,null,null,null,null,null,null,null,null,null,null,null,null,null,null,null,null,null,null,null,null,null,null,1984,0.52372794963719704,0.67513745166501404,0,0,0,0,0]
[null,null,null,null,null,null,null,null,null,null,null,null,null,null,null,null,null,null,null,null,null,null,null,null,null,null,null,1993,0,0,0,0,0,0,0]
[null,null,null,null,null,null,null,null,null,null,null,null,null,null,null,null,null,null,null,null,null,null,null,null,null,null,null,2002,0.73730666118206001,0.59704461957671995,0,0,0,0,0]
[null,null,null,null,null,null,null,null,null,null,null,null,null,null,null,null,null,null,null,null,null,null,null,null,null,null,null,2010,0.10054181743391701,8.3164219358919406E-2,0,0,0,0,0]
[null,null,null,null,null,null,null,null,null,null,null,null,null,null,null,null,null,null,null,null,null,null,null,null,null,null,null,2019,0,0,0,0,0,0,0]
[null,null,null,null,null,null,null,null,null,null,null,null,null,null,null,null,null,null,null,null,null,null,null,null,null,null,null,2025,0.53572396011760803,0.46238819759570599,0,0,0,0,0]
[null,null,null,null,null,null,null,null,null,null,null,null,null,null,null,null,null,null,null,null,null,null,null,null,null,null,null,2036,3.72893707738474E-3,5.8420014212362502E-2,0,0,0,0,0]
[null,null,null,null,null,null,null,null,null,null,null,null,null,null,null,null,null,null,null,null,null,null,null,null,null,null,null,2039,0,0,0,0,0,0,0]
[null,null,null,null,null,null,null,null,null,null,null,null,null,null,null,null,null,null,null,null,null,null,null,null,null,null,null,2045,7.5248487350545101E-3,0,0,0,0,0,0]
[null,null,null,null,null,null,null,null,null,null,null,null,null,null,null,null,null,null,null,null,null,null,null,null,null,null,null,2054,0.48409860195517301,0,0,0,0,0,0]
[null,null,null,null,null,null,null,null,null,null,null,null,null,null,null,null,null,null,null,null,null,null,null,null,null,null,null,2062,0,0,0,0,0,0,0]
[null,null,null,null,null,null,null,null,null,null,null,null,null,null,null,null,null,null,null,null,null,null,null,null,null,null,null,2071,0.24771896310239999,0.16095445318328699,0,0,0,0,0]
[null,null,null,null,null,null,null,null,null,null,null,null,null,null,null,null,null,null,null,null,null,null,null,null,null,null,null,2076,0.31436416637360498,0.57340023946545504,0,0,0,0,0]
[null,null,null,null,null,null,null,null,null,null,null,null,null,null,null,null,null,null,null,null,null,null,null,null,null,null,null,2088,0,0,0,0,0,0,0]
[null,null,null,null,null,null,null,null,null,null,null,null,null,null,null,null,null,null,null,null,null,null,null,null,null,null,null,2097,0.43656341698093798,0.42649855434160899,0,0,0,0,0]
[null,null,null,null,null,null,null,null,null,null,null,null,null,null,null,null,null,null,null,null,null,null,null,null,null,null,null,2099,0.84922278519346694,0.62150526797862504,0,0,0,0,0]
[null,null,null,null,null,null,null,null,null,null,null,null,null,null,null,null,null,null,null,null,null,null,null,null,null,null,null,2106,0.16732834137886099,0.37743234897487399,0,0,0,0,0]
[null,null,null,null,null,null,null,null,null,null,null,null,null,null,null,null,null,null,null,null,null,null,null,null,null,null,null,2115,0,0,0,0,0,0,0]
[null,null,null,null,null,null,null,null,null,null,null,null,null,null,null,null,null,null,null,null,null,null,null,null,null,null,null,2122,0.86507135069573504,0.72131313789789997,0,0,0,0,0]
[null,null,null,null,null,null,null,null,null,null,null,null,null,null,null,null,null,null,null,null,null,null,null,null,null,null,null,2132,0,7.0618069444550194E-2,0,0,0,0,0]
[null,null,null,null,null,null,null,null,null,null,null,null,null,null,null,null,null,null,null,null,null,null,null,null,null,null,null,2143,0.24843141859051801,0.11601873355496201,0,0,0,0,0]
[null,null,null,null,null,null,null,null,null,null,null,null,null,null,null,null,null,null,null,null,null,null,null,null,null,null,null,2149,0.57504937501155495,0.65449698603288797,0,0,0,0,0]
[null,null,null,null,null,null,null,null,null,null,null,null,null,null,null,null,null,null,null,null,null,null,null,null,null,null,null,2158,0,0,0,0,0,0,0]
[null,null,null,null,null,null,null,null,null,null,null,null,null,null,null,null,null,null,null,null,null,null,null,null,null,null,null,2166,0.14439191028252299,1.77323398592583E-2,0,0,0,0,0]
[null,null,null,null,null,null,null,null,null,null,null,null,null,null,null,null,null,null,null,null,null,null,null,null,null,null,null,2167,0.340714244438586,0.14439191028252399,0,0,0,0,0]
[null,null,null,null,null,null,null,null,null,null,null,null,null,null,null,null,null,null,null,null,null,null,null,null,null,null,null,2180,0,6.3329785211632697E-2,0,0,0,0,0]
[null,null,null,null,null,null,null,null,null,null,null,null,null,null,null,null,null,null,null,null,null,null,null,null,null,null,null,2184,0,0,0,0,0,0,0]
[null,null,null,null,null,null,null,null,null,null,null,null,null,null,null,null,null,null,null,null,null,null,null,null,null,null,null,2193,0.34073855699684902,0.393939372587435,0,0,0,0,0]
[null,null,null,null,null,null,null,null,null,null,null,null,null,null,null,null,null,null,null,null,null,null,null,null,null,null,null,2203,2.7867093880783199E-2,0.119068492036073,0,0,0,0,0]
[null,null,null,null,null,null,null,null,null,null,null,null,null,null,null,null,null,null,null,null,null,null,null,null,null,null,null,2210,0,0,0,0,0,0,0]
[null,null,null,null,null,null,null,null,null,null,null,null,null,null,null,null,null,null,null,null,null,null,null,null,null,null,null,2219,0.73989174477472297,0.76146663270126003,0,0,0,0,0]
[null,null,null,null,null,null,null,null,null,null,null,null,null,null,null,null,null,null,null,null,null,null,null,null,null,null,null,2226,0.16244621497626899,0.22590176770137199,0,0,0,0,0]
[null,null,null,null,null,null,null,null,null,null,null,null,null,null,null,null,null,null,null,null,null,null,null,null,null,null,null,2228,0,2.4113110035539599E-2,0,0,0,0,0]
[null,null,null,null,null,null,null,null,null,null,null,null,null,null,null,null,null,null,null,null,null,null,null,null,null,null,null,2240,0.36493769418108601,0.22712905442039699,0,0,0,0,0]
[null,null,null,null,null,null,null,null,null,null,null,null,null,null,null,null,null,null,null,null,null,null,null,null,null,null,null,2245,0.95317642501143696,0.974868525714506,0,0,0,0,0]
[null,null,null,null,null,null,null,null,null,null,null,null,null,null,null,null,null,null,null,null,null,null,null,null,null,null,null,2254,0,0,0,0,0,0,0]
[null,null,null,null,null,null,null,null,null,null,null,null,null,null,null,null,null,null,null,null,null,null,null,null,null,null,null,2263,0.28567226571003701,4.2464796254196302E-2,0,0,0,0,0]
[null,null,null,null,null,null,null,null,null,null,null,null,null,null,null,null,null,null,null,null,null,null,null,null,null,null,null,2271,0.65756093593616605,0.81841243689902399,0,0,0,0,0]
[null,null,null,null,null,null,null,null,null,null,null,null,null,null,null,null,null,null,null,null,null,null,null,null,null,null,null,2277,0,0,0,0,0,0,0]
[null,null,null,null,null,null,null,null,null,null,null,null,null,null,null,null,null,null,null,null,null,null,null,null,null,null,null,2288,0.49843957031285702,0.17174213173992101,0,0,0,0,0]
[null,null,null,null,null,null,null,null,null,null,null,null,null,null,null,null,null,null,null,null,null,null,null,null,null,null,null,2289,0.65985134826391201,0.49843957031285602,0,0,0,0,0]
[null,null,null,null,null,null,null,null,null,null,null,null,null,null,null,null,null,null,null,null,null,null,null,null,null,null,null,2300,0,4.0030120931861E-2,0,0,0,0,0]
[null,null,null,null,null,null,null,null,null,null,null,null,null,null,null,null,null,null,null,null,null,null,null,null,null,null,null,2306,0,0,0,0,0,0,{"$f":"SUM(AE2411:AH2411)","v":0}]
[null,null,null,null,null,null,null,null,null,null,null,null,null,null,null,null,null,null,null,null,null,null,null,null,null,null,null,2315,0.907012815623778,0.77355235846770798,0,0,0,0,0]
[null,null,null,null,null,null,null,null,null,null,null,null,null,null,null,null,null,null,null,null,null,null,null,null,null,null,null,2323,3.2393314843706403E-2,0.17233243496851999,0,0,0,0,0]
[null,null,null,null,null,null,null,null,null,null,null,null,null,null,null,null,null,null,null,null,null,null,null,null,null,null,null,2332,0,0,0,0,0,0,0]
[null,null,null,null,null,null,null,null,null,null,null,null,null,null,null,null,null,null,null,null,null,null,null,null,null,null,null,2337,0.67020165656032304,0.47461751554077303,0,0,0,0,0]
[null,null,null,null,null,null,null,null,null,null,null,null,null,null,null,null,null,null,null,null,null,null,null,null,null,null,null,2349,0,0,0,0,0,0,0]
[null,null,null,null,null,null,null,null,null,null,null,null,null,null,null,null,null,null,null,null,null,null,null,null,null,null,null,2350,0,0,0,0,0,0,0]
[null,null,null,null,null,null,null,null,null,null,null,null,null,null,null,null,null,null,null,null,null,null,null,null,null,null,null,2360,0.46357538429954898,0.26264894294592001,0,0,0,0,0]
[null,null,null,null,null,null,null,null,null,null,null,null,null,null,null,null,null,null,null,null,null,null,null,null,null,null,null,2367,0.51085219402981397,0.62379123949656001,0,0,0,0,0]
[null,null,null,null,null,null,null,null,null,null,null,null,null,null,null,null,null,null,null,null,null,null,null,null,null,null,null,2374,0,0,0,0,0,0,0]
[null,null,null,null,null,null,null,null,null,null,null,null,null,null,null,null,null,null,null,null,null,null,null,null,null,null,null,2384,0.24995676755973101,0.194410819213126,0,0,0,0,0]
[null,null,null,null,null,null,null,null,null,null,null,null,null,null,null,null,null,null,null,null,null,null,null,null,null,null,null,2393,0.179863070836632,0.41527209001986898,0,0,0,0,0]
[null,null,null,null,null,null,null,null,null,null,null,null,null,null,null,null,null,null,null,null,null,null,null,null,null,null,null,2397,0,0,0,0,0,0,0]
[null,null,null,null,null,null,null,null,null,null,null,null,null,null,null,null,null,null,null,null,null,null,null,null,null,null,null,2410,0.83977607452167002,0.56831979565558899,0,0,0,0,0]
[null,null,null,null,null,null,null,null,null,null,null,null,null,null,null,null,null,null,null,null,null,null,null,null,null,null,null,2411,0.81704328269544702,0.83977607452167002,0,0,0,0,0]
[null,null,null,null,null,null,null,null,null,null,null,null,null,null,null,null,null,null,null,null,null,null,null,null,null,null,null,2420,0,3.3430576215035E-2,0,0,0,0,0]
[null,null,null,null,null,null,null,null,null,null,null,null,null,null,null,null,null,null,null,null,null,null,null,null,null,null,null,2428,0,0,0,0,0,0,0]
[null,null,null,null,null,null,null,null,null,null,null,null,null,null,null,null,null,null,null,null,null,null,null,null,null,null,null,2434,0.52809945688655502,0.54965453675947495,0,0,0,0,{"$f":"SUM(AE2539:AH2539)","v":0}]
[null,null,null,null,null,null,null,null,null,null,null,null,null,null,null,null,null,null,null,null,null,null,null,null,null,null,null,2445,0,0,0,0,0,0,0]
[null,null,null,null,null,null,null,null,null,null,null,null,null,null,null,null,null,null,null,null,null,null,null,null,null,null,null,2454,5.3045657039708101E-2,0,0,0,0,0,0]
[null,null,null,null,null,null,null,null,null,null,null,null,null,null,null,null,null,null,null,null,null,null,null,null,null,null,null,2457,0.48013120346197402,0.282910170878442,0,0,0,0,0]
[null,null,null,null,null,null,null,null,null,null,null,null,null,null,null,null,null,null,null,null,null,null,null,null,null,null,null,2471,0,0,0,0,0,0,0]
[null,null,null,null,null,null,null,null,null,null,null,null,null,null,null,null,null,null,null,null,null,null,null,null,null,null,null,2478,3.01232099674331E-2,0,0,0,0,0,0]
[null,null,null,null,null,null,null,null,null,null,null,null,null,null,null,null,null,null,null,null,null,null,null,null,null,null,null,2480,0.15609299710397101,0.14513910257036,0,0,0,0,0]
[null,null,null,null,null,null,null,null,null,null,null,null,null,null,null,null,null,null,null,null,null,null,null,null,null,null,null,2489,0.197170101605016,0.35052462507558502,0,0,0,0,0]
[null,null,null,null,null,null,null,null,null,null,null,null,null,null,null,null,null,null,null,null,null,null,null,null,null,null,null,2501,0,0,0,0,0,0,0]
[null,null,null,null,null,null,null,null,null,null,null,null,null,null,null,null,null,null,null,null,null,null,null,null,null,null,null,2506,0.20020981090573001,0.38234512499358297,0,0,0,0,0]
[null,null,null,null,null,null,null,null,null,null,null,null,null,null,null,null,null,null,null,null,null,null,null,null,null,null,null,2511,0.551967325899826,0.46020449590136697,0,0,0,0,0]
[null,null,null,null,null,null,null,null,null,null,null,null,null,null,null,null,null,null,null,null,null,null,null,null,null,null,null,2523,0,0,0,0,0,0,0]
[null,null,null,null,null,null,null,null,null,null,null,null,null,null,null,null,null,null,null,null,null,null,null,null,null,null,null,2532,0.98877795717642902,0.90186807909608002,0,0,0,0,0]
[null,null,null,null,null,null,null,null,null,null,null,null,null,null,null,null,null,null,null,null,null,null,null,null,null,null,null,2538,7.5511861282926099E-2,0.18664252505779799,0,0,0,0,0]
[null,null,null,null,null,null,null,null,null,null,null,null,null,null,null,null,null,null,null,null,null,null,null,null,null,null,null,2541,0,0,0,0,0,0,0]
[null,null,null,null,null,null,null,null,null,null,null,null,null,null,null,null,null,null,null,null,null,null,null,null,null,null,null,2550,4.67521251579966E-2,0,0,0,0,0,0]
[null,null,null,null,null,null,null,null,null,null,null,null,null,null,null,null,null,null,null,null,null,null,null,null,null,null,null,2561,0.33434853143294602,0.53977453591505198,0,0,0,0,0]
[null,null,null,null,null,null,null,null,null,null,null,null,null,null,null,null,null,null,null,null,null,null,null,null,null,null,null,2567,0,0,0,0,0,0,0]
[null,null,null,null,null,null,null,null,null,null,null,null,null,null,null,null,null,null,null,null,null,null,null,null,null,null,null,2575,0.27307816898790499,6.0684037552866103E-2,0,0,0,0,0]
[null,null,null,null,null,null,null,null,null,null,null,null,null,null,null,null,null,null,null,null,null,null,null,null,null,null,null,2584,0.40167053427850602,0.71809444437559999,0,0,0,0,0]
[null,null,null,null,null,null,null,null,null,null,null,null,null,null,null,null,null,null,null,null,null,null,null,null,null,null,null,2593,0,0,0,0,0,0,0]
[null,null,null,null,null,null,null,null,null,null,null,null,null,null,null,null,null,null,null,null,null,null,null,null,null,null,null,2598,3.6431804626878603E-2,0,0,0,0,0,0]
[null,null,null,null,null,null,null,null,null,null,null,null,null,null,null,null,null,null,null,null,null,null,null,null,null,null,null,2602,0.78109789120027595,0.62808431176738799,0,0,0,0,0]
[null,null,null,null,null,null,null,null,null,null,null,null,null,null,null,null,null,null,null,null,null,null,null,null,null,null,null,2615,0,0,0,0,0,0,0]
[null,null,null,null,null,null,null,null,null,null,null,null,null,null,null,null,null,null,null,null,null,null,null,null,null,null,null,2619,0,0,0,0,0,0,0]
[null,null,null,null,null,null,null,null,null,null,null,null,null,null,null,null,null,null,null,null,null,null,null,null,null,null,null,2628,0.47312110235351301,0.311829817460269,0,0,0,0,0]
[null,null,null,null,null,null,null,null,null,null,null,null,null,null,null,null,null,null,null,null,null,null,null,null,null,null,null,2635,9.2166448510424496E-3,0.17972457459532701,0,0,0,0,0]
[null,null,null,null,null,null,null,null,null,null,null,null,null,null,null,null,null,null,null,null,null,null,null,null,null,null,null,2645,4.5951674324465602E-3,0,0,0,0,0,0]
[null,null,null,null,null,null,null,null,null,null,null,null,null,null,null,null,null,null,null,null,null,null,null,null,null,null,null,2654,0.99102444293097502,1.0293175048680301,0,0,0,0,0]
[null,null,null,null,null,null,null,null,null,null,null,null,null,null,null,null,null,null,null,null,null,null,null,null,null,null,null,2658,8.8839903693966896E-2,0.33238377761363502,0,0,0,0,0]
[null,null,null,null,null,null,null,null,null,null,null,null,null,null,null,null,null,null,null,null,null,null,null,null,null,null,null,2663,0,0,0,0,0,0,0]
[null,null,null,null,null,null,null,null,null,null,null,null,null,null,null,null,null,null,null,null,null,null,null,null,null,null,null,2675,0.38317673111171402,0.42714783140322099,0,0,0,0,0]
[null,null,null,null,null,null,null,null,null,null,null,null,null,null,null,null,null,null,null,null,null,null,null,null,null,null,null,2680,0.279530566138873,0.318790477113434,0,0,0,0,0]
[null,null,null,null,null,null,null,null,null,null,null,null,null,null,null,null,null,null,null,null,null,null,null,null,null,null,null,2689,0,0,0,0,0,0,0]
[null,null,null,null,null,null,null,null,null,null,null,null,null,null,null,null,null,null,null,null,null,null,null,null,null,null,null,2695,0.24755404633216699,9.5574663457356795E-2,0,0,0,0,0]
[null,null,null,null,null,null,null,null,null,null,null,null,null,null,null,null,null,null,null,null,null,null,null,null,null,null,null,2706,7.8339888079799497E-2,0.23031927095460999,0,0,0,0,0]
[null,null,null,null,null,null,null,null,null,null,null,null,null,null,null,null,null,null,null,null,null,null,null,null,null,null,null,2712,0,0,0,0,0,0,0]
[null,null,null,null,null,null,null,null,null,null,null,null,null,null,null,null,null,null,null,null,null,null,null,null,null,null,null,2715,0,0,0,0,0,0,0]
[null,null,null,null,null,null,null,null,null,null,null,null,null,null,null,null,null,null,null,null,null,null,null,null,null,null,null,2724,1.05685362001036,1.0124879508045199,0,0,0,0,0]
[null,null,null,null,null,null,null,null,null,null,null,null,null,null,null,null,null,null,null,null,null,null,null,null,null,null,null,2732,0,0,0,0,0,0,0]
[null,null,null,null,null,null,null,null,null,null,null,null,null,null,null,null,null,null,null,null,null,null,null,null,null,null,null,2741,0,0,0,0,0,0,0]
[null,null,null,null,null,null,null,null,null,null,null,null,null,null,null,null,null,null,null,null,null,null,null,null,null,null,null,2750,0.58684546656385905,0.71582249218228899,0,0,0,0,0]
[null,null,null,null,null,null,null,null,null,null,null,null,null,null,null,null,null,null,null,null,null,null,null,null,null,null,null,2755,0,3.5468682045067298E-2,0,0,0,0,0]
[null,null,null,null,null,null,null,null,null,null,null,null,null,null,null,null,null,null,null,null,null,null,null,null,null,null,null,2767,8.4062789673236105E-2,2.3537581108507E-2,0,0,0,0,0]
[null,null,null,null,null,null,null,null,null,null,null,null,null,null,null,null,null,null,null,null,null,null,null,null,null,null,null,2772,0.61702087620155299,0.63047092254926995,0,0,0,0,0]
[null,null,null,null,null,null,null,null,null,null,null,null,null,null,null,null,null,null,null,null,null,null,null,null,null,null,null,2776,0.49428920327862802,0.39677636725767301,0,0,0,0,0]
[null,null,null,null,null,null,null,null,null,null,null,null,null,null,null,null,null,null,null,null,null,null,null,null,null,null,null,2785,0,0,0,0,0,0,0]
[null,null,null,null,null,null,null,null,null,null,null,null,null,null,null,null,null,null,null,null,null,null,null,null,null,null,null,2792,0.38779635826265402,0.21771023621763,0,0,0,0,0]
[null,null,null,null,null,null,null,null,null,null,null,null,null,null,null,null,null,null,null,null,null,null,null,null,null,null,null,2802,9.0145644683862505E-2,0.30275329724014099,0,0,0,0,0]
[null,null,null,null,null,null,null,null,null,null,null,null,null,null,null,null,null,null,null,null,null,null,null,null,null,null,null,2809,0,0,0,0,0,0,0]
[null,null,null,null,null,null,null,null,null,null,null,null,null,null,null,null,null,null,null,null,null,null,null,null,null,null,null,2819,1.0701590240451,0.92735645331239203,0,0,0,0,0]
[null,null,null,null,null,null,null,null,null,null,null,null,null,null,null,null,null,null,null,null,null,null,null,null,null,null,null,2828,0,0,0,0,0,0,0]
[null,null,null,null,null,null,null,null,null,null,null,null,null,null,null,null,null,null,null,null,null,null,null,null,null,null,null,2836,0,0,0,0,0,0,0]
[null,null,null,null,null,null,null,null,null,null,null,null,null,null,null,null,null,null,null,null,null,null,null,null,null,null,null,2837,0,0,0,0,0,0,0]
[null,null,null,null,null,null,null,null,null,null,null,null,null,null,null,null,null,null,null,null,null,null,null,null,null,null,null,2846,1.0019380268657501,1.0947749419424699,0,0,0,0,0]
[null,null,null,null,null,null,null,null,null,null,null,null,null,null,null,null,null,null,null,null,null,null,null,null,null,null,null,2859,0,0,0,0,0,0,0]
[null,null,null,null,null,null,null,null,null,null,null,null,null,null,null,null,null,null,null,null,null,null,null,null,null,null,null,2863,0.13903194030558,3.3866754689820797E-2,0,0,0,0,0]
[null,null,null,null,null,null,null,null,null,null,null,null,null,null,null,null,null,null,null,null,null,null,null,null,null,null,null,2869,0.55434530044916996,0.57929975127324895,0,0,0,0,0]
[null,null,null,null,null,null,null,null,null,null,null,null,null,null,null,null,null,null,null,null,null,null,null,null,null,null,null,2880,0,0,0,0,0,0,0]
[null,null,null,null,null,null,null,null,null,null,null,null,null,null,null,null,null,null,null,null,null,null,null,null,null,null,null,2889,0.24980846010983701,0.110602218979927,0,0,0,0,0]
[null,null,null,null,null,null,null,null,null,null,null,null,null,null,null,null,null,null,null,null,null,null,null,null,null,null,null,2896,0.48817531135968101,0.68268266197955596,0,0,0,0,0]
[null,null,null,null,null,null,null,null,null,null,null,null,null,null,null,null,null,null,null,null,null,null,null,null,null,null,null,2898,8.9625936069941403E-2,0.30129569997980299,0,0,0,0,0]
[null,null,null,null,null,null,null,null,null,null,null,null,null,null,null,null,null,null,null,null,null,null,null,null,null,null,null,2906,0,0,0,0,0,0,0]
[null,null,null,null,null,null,null,null,null,null,null,null,null,null,null,null,null,null,null,null,null,null,null,null,null,null,null,2915,0.69962312480547395,0.71721141565253799,0,0,0,0,0]
[null,null,null,null,null,null,null,null,null,null,null,null,null,null,null,null,null,null,null,null,null,null,null,null,null,null,null,2924,0,0,0,0,0,0,0]
[null,null,null,null,null,null,null,null,null,null,null,null,null,null,null,null,null,null,null,null,null,null,null,null,null,null,null,2929,0,0,0,0,0,0,0]
[null,null,null,null,null,null,null,null,null,null,null,null,null,null,null,null,null,null,null,null,null,null,null,null,null,null,null,2941,0.63123953051297899,0.49657509733687699,0,0,0,0,0]
[null,null,null,null,null,null,null,null,null,null,null,null,null,null,null,null,null,null,null,null,null,null,null,null,null,null,null,2950,0,0,0,0,0,0,0]
[null,null,null,null,null,null,null,null,null,null,null,null,null,null,null,null,null,null,null,null,null,null,null,null,null,null,null,2956,0,0,0,0,0,0,0]
[null,null,null,null,null,null,null,null,null,null,null,null,null,null,null,null,null,null,null,null,null,null,null,null,null,null,null,2959,4.5785478536370702E-2,8.0797903299456592E-3,0,0,0,0,0]
[null,null,null,null,null,null,null,null,null,null,null,null,null,null,null,null,null,null,null,null,null,null,null,null,null,null,null,2973,0,0,0,0,0,0,0]
[null,null,null,null,null,null,null,null,null,null,null,null,null,null,null,null,null,null,null,null,null,null,null,null,null,null,null,2976,0,0,0,0,0,0,0]
[null,null,null,null,null,null,null,null,null,null,null,null,null,null,null,null,null,null,null,null,null,null,null,null,null,null,null,2985,0.30623743368581602,0.39876960789304,0,0,0,0,0]
[null,null,null,null,null,null,null,null,null,null,null,null,null,null,null,null,null,null,null,null,null,null,null,null,null,null,null,2993,0.25776819957726899,0.31284687470061701,0,0,0,0,0]
[null,null,null,null,null,null,null,null,null,null,null,null,null,null,null,null,null,null,null,null,null,null,null,null,null,null,null,3002,0,0,0,0,0,0,0]
[null,null,null,null,null,null,null,null,null,null,null,null,null,null,null,null,null,null,null,null,null,null,null,null,null,null,null,3010,0.69882041152646301,0.77987481662514202,0,0,0,0,{"$f":"SUM(AE3115:AH3115)","v":0}]
[null,null,null,null,null,null,null,null,null,null,null,null,null,null,null,null,null,null,null,null,null,null,null,null,null,null,null,3019,0,3.0669234361663199E-2,0,0,0,0,0]
[null,null,null,null,null,null,null,null,null,null,null,null,null,null,null,null,null,null,null,null,null,null,null,null,null,null,null,3020,0,0,0,0,0,0,0]
[null,null,null,null,null,null,null,null,null,null,null,null,null,null,null,null,null,null,null,null,null,null,null,null,null,null,null,3033,0.49183897224622097,0.20382515966960699,0,0,0,0,0]
[null,null,null,null,null,null,null,null,null,null,null,null,null,null,null,null,null,null,null,null,null,null,null,null,null,null,null,3037,0.799792202616603,1.2606143027391901,0,0,0,0,0]
[null,null,null,null,null,null,null,null,null,null,null,null,null,null,null,null,null,null,null,null,null,null,null,null,null,null,null,3046,0,0,0,0,0,0,0]
[null,null,null,null,null,null,null,null,null,null,null,null,null,null,null,null,null,null,null,null,null,null,null,null,null,null,null,3053,0,0,0,0,0,0,0]
[null,null,null,null,null,null,null,null,null,null,null,null,null,null,null,null,null,null,null,null,null,null,null,null,null,null,null,3063,0.84683388847873098,1.1081426312093099,0,0,0,0,0]
[null,null,null,null,null,null,null,null,null,null,null,null,null,null,null,null,null,null,null,null,null,null,null,null,null,null,null,3070,0,0,0,0,0,0,0]
[null,null,null,null,null,null,null,null,null,null,null,null,null,null,null,null,null,null,null,null,null,null,null,null,null,null,null,3080,0.186808117812642,0.108971402057373,0,0,0,0,0]
[null,null,null,null,null,null,null,null,null,null,null,null,null,null,null,null,null,null,null,null,null,null,null,null,null,null,null,3081,0.38139990720081102,0.186808117812642,0,0,0,0,0]
[null,null,null,null,null,null,null,null,null,null,null,null,null,null,null,null,null,null,null,null,null,null,null,null,null,null,null,3090,2.0756457534737999E-2,0.186808117812642,0,0,0,0,0]
[null,null,null,null,null,null,null,null,null,null,null,null,null,null,null,null,null,null,null,null,null,null,null,null,null,null,null,3098,0,0,0,0,0,0,0]
[null,null,null,null,null,null,null,null,null,null,null,null,null,null,null,null,null,null,null,null,null,null,null,null,null,null,null,3107,0.323583758307043,0.235619241485713,0,0,0,0,0]
[null,null,null,null,null,null,null,null,null,null,null,null,null,null,null,null,null,null,null,null,null,null,null,null,null,null,null,3115,0,3.4557488751235703E-2,0,0,0,0,0]
[null,null,null,null,null,null,null,null,null,null,null,null,null,null,null,null,null,null,null,null,null,null,null,null,null,null,null,3124,0,0,0,0,0,0,0]
[null,null,null,null,null,null,null,null,null,null,null,null,null,null,null,null,null,null,null,null,null,null,null,null,null,null,null,3130,0.82356889387835497,0.44644643742227103,0,0,0,0,0]
[null,null,null,null,null,null,null,null,null,null,null,null,null,null,null,null,null,null,null,null,null,null,null,null,null,null,null,3141,0,0,0,0,0,0,0]
[null,null,null,null,null,null,null,null,null,null,null,null,null,null,null,null,null,null,null,null,null,null,null,null,null,null,null,3142,0,0,0,0,0,0,0]
[null,null,null,null,null,null,null,null,null,null,null,null,null,null,null,null,null,null,null,null,null,null,null,null,null,null,null,3150,1.51042592666163E-2,0,0,0,0,0,0]
[null,null,null,null,null,null,null,null,null,null,null,null,null,null,null,null,null,null,null,null,null,null,null,null,null,null,null,3159,0.896186049819232,0.92387719180802896,0,0,0,0,0]
[null,null,null,null,null,null,null,null,null,null,null,null,null,null,null,null,null,null,null,null,null,null,null,null,null,null,null,3167,0,0,0,0,0,0,0]
[null,null,null,null,null,null,null,null,null,null,null,null,null,null,null,null,null,null,null,null,null,null,null,null,null,null,null,3176,0.27501280144781398,0.131527861561997,0,0,0,0,0]
[null,null,null,null,null,null,null,null,null,null,null,null,null,null,null,null,null,null,null,null,null,null,null,null,null,null,null,3185,1.7935617485727001E-2,0.10761370491436099,0,0,0,0,0]
[null,null,null,null,null,null,null,null,null,null,null,null,null,null,null,null,null,null,null,null,null,null,null,null,null,null,null,3190,0,0,0,0,0,0,0]
[null,null,null,null,null,null,null,null,null,null,null,null,null,null,null,null,null,null,null,null,null,null,null,null,null,null,null,3202,0.58787437642494,0.32124282864750803,0,0,0,0,{"$f":"SUM(AE3307:AH3307)","v":0}]
[null,null,null,null,null,null,null,null,null,null,null,null,null,null,null,null,null,null,null,null,null,null,null,null,null,null,null,3204,1.0183397668126,0.99906519709374897,0,0,0,0,0]
[null,null,null,null,null,null,null,null,null,null,null,null,null,null,null,null,null,null,null,null,null,null,null,null,null,null,null,3211,0,0,0,0,0,0,0]
[null,null,null,null,null,null,null,null,null,null,null,null,null,null,null,null,null,null,null,null,null,null,null,null,null,null,null,3220,0,0,0,0,0,0,0]
[null,null,null,null,null,null,null,null,null,null,null,null,null,null,null,null,null,null,null,null,null,null,null,null,null,null,null,3227,0.95343885988550303,1.02213042039599,0,0,1,0,1]
[null,null,null,null,null,null,null,null,null,null,null,null,null,null,null,null,null,null,null,null,null,null,null,null,null,null,null,3237,0,0,0,0,0,0,0]
[null,null,null,null,null,null,null,null,null,null,null,null,null,null,null,null,null,null,null,null,null,null,null,null,null,null,null,3246,9.4401514523556693E-3,0,0,0,0,0,0]
[null,null,null,null,null,null,null,null,null,null,null,null,null,null,null,null,null,null,null,null,null,null,null,null,null,null,null,3254,0.70801135892667499,0.66395731881568298,0,0,0,0,0]
[null,null,null,null,null,null,null,null,null,null,null,null,null,null,null,null,null,null,null,null,null,null,null,null,null,null,null,3263,0,0,0,0,0,0,0]
[null,null,null,null,null,null,null,null,null,null,null,null,null,null,null,null,null,null,null,null,null,null,null,null,null,null,null,3264,0,0,0,0,0,0,0]
[null,null,null,null,null,null,null,null,null,null,null,null,null,null,null,null,null,null,null,null,null,null,null,null,null,null,null,3272,0.25164982314282203,9.7863820111096497E-2,0,0,0,0,0]
[null,null,null,null,null,null,null,null,null,null,null,null,null,null,null,null,null,null,null,null,null,null,null,null,null,null,null,3281,8.7378410813479995E-2,0.35999905255153802,0,0,0,0,0]
[null,null,null,null,null,null,null,null,null,null,null,null,null,null,null,null,null,null,null,null,null,null,null,null,null,null,null,3287,0,0,0,0,0,0,0]
[null,null,null,null,null,null,null,null,null,null,null,null,null,null,null,null,null,null,null,null,null,null,null,null,null,null,null,3298,1.31023548387072,0.68440535863364405,0,0,0,0,0]
[null,null,null,null,null,null,null,null,null,null,null,null,null,null,null,null,null,null,null,null,null,null,null,null,null,null,null,3308,0,0,0,0,0,0,0]
[null,null,null,null,null,null,null,null,null,null,null,null,null,null,null,null,null,null,null,null,null,null,null,null,null,null,null,3315,0,0,0,0,0,0,0]
[null,null,null,null,null,null,null,null,null,null,null,null,null,null,null,null,null,null,null,null,null,null,null,null,null,null,null,3324,1.04440467516007,1.3816911708208299,0,0,0,0,0]
[null,null,null,null,null,null,null,null,null,null,null,null,null,null,null,null,null,null,null,null,null,null,null,null,null,null,null,3331,0,8.8759604121246803E-3,0,0,0,0,0]
[null,null,null,null,null,null,null,null,null,null,null,null,null,null,null,null,null,null,null,null,null,null,null,null,null,null,null,3333,0,0,0,0,0,0,0]
[null,null,null,null,null,null,null,null,null,null,null,null,null,null,null,null,null,null,null,null,null,null,null,null,null,null,null,3342,8.6160898488226705E-3,0,0,0,0,0,0]
[null,null,null,null,null,null,null,null,null,null,null,null,null,null,null,null,null,null,null,null,null,null,null,null,null,null,null,3354,8.6160898488226705E-3,0.19817006652292399,0,0,0,0,0]
[null,null,null,null,null,null,null,null,null,null,null,null,null,null,null,null,null,null,null,null,null,null,null,null,null,null,null,3359,0,0,0,0,0,0,0]
[null,null,null,null,null,null,null,null,null,null,null,null,null,null,null,null,null,null,null,null,null,null,null,null,null,null,null,3368,0.170119426829831,0.20961143662961401,0,0,0,0,0]
[null,null,null,null,null,null,null,null,null,null,null,null,null,null,null,null,null,null,null,null,null,null,null,null,null,null,null,3376,0.15189234538377699,0.37061732273641601,0,0,0,0,0]
[null,null,null,null,null,null,null,null,null,null,null,null,null,null,null,null,null,null,null,null,null,null,null,null,null,null,null,3385,0,0,0,0,0,0,0]
[null,null,null,null,null,null,null,null,null,null,null,null,null,null,null,null,null,null,null,null,null,null,null,null,null,null,null,3391,0.17436837577428499,9.3411629879080992E-3,0,0,0,0,0]
[null,null,null,null,null,null,null,null,null,null,null,null,null,null,null,null,null,null,null,null,null,null,null,null,null,null,null,3394,0.76908908600443504,0.70058722409311003,0,0,0,0,{"$f":"SUM(AE3499:AH3499)","v":0}]
[null,null,null,null,null,null,null,null,null,null,null,null,null,null,null,null,null,null,null,null,null,null,null,null,null,null,null,3405,0,0,0,0,0,0,0]
[null,null,null,null,null,null,null,null,null,null,null,null,null,null,null,null,null,null,null,null,null,null,null,null,null,null,null,3411,0,0,0,0,0,0,0]
[null,null,null,null,null,null,null,null,null,null,null,null,null,null,null,null,null,null,null,null,null,null,null,null,null,null,null,3420,1.06543138514792,0,0,0,0,0,0]
[null,null,null,null,null,null,null,null,null,null,null,null,null,null,null,null,null,null,null,null,null,null,null,null,null,null,null,3428,0,0,0,0,0,0,0]
[null,null,null,null,null,null,null,null,null,null,null,null,null,null,null,null,null,null,null,null,null,null,null,null,null,null,null,3437,0,0,0,0,0,0,0]
[null,null,null,null,null,null,null,null,null,null,null,null,null,null,null,null,null,null,null,null,null,null,null,null,null,null,null,3446,1.14518932922768,1.60547442939957,0,0,0,0,0]
[null,null,null,null,null,null,null,null,null,null,null,null,null,null,null,null,null,null,null,null,null,null,null,null,null,null,null,3451,0,0,0,0,0,0,0]
[null,null,null,null,null,null,null,null,null,null,null,null,null,null,null,null,null,null,null,null,null,null,null,null,null,null,null,3455,0,0,0,0,0,0,0]
[null,null,null,null,null,null,null,null,null,null,null,null,null,null,null,null,null,null,null,null,null,null,null,null,null,null,null,3465,0.16855960970363301,8.8293128892377698E-2,0,0,0,0,0]
[null,null,null,null,null,null,null,null,null,null,null,null,null,null,null,null,null,null,null,null,null,null,null,null,null,null,null,3472,0.32507924728557902,0.74647827154466195,0,0,0,0,0]
[null,null,null,null,null,null,null,null,null,null,null,null,null,null,null,null,null,null,null,null,null,null,null,null,null,null,null,3481,0,0,0,0,0,0,0]
[null,null,null,null,null,null,null,null,null,null,null,null,null,null,null,null,null,null,null,null,null,null,null,null,null,null,null,3488,9.2027639759147697E-2,1.1043316771097701E-2,0,0,0,0,0]
[null,null,null,null,null,null,null,null,null,null,null,null,null,null,null,null,null,null,null,null,null,null,null,null,null,null,null,3498,0,0.114114273301341,0,0,0,0,0]
[null,null,null,null,null,null,null,null,null,null,null,null,null,null,null,null,null,null,null,null,null,null,null,null,null,null,null,3502,0,0,0,0,0,0,0]
[null,null,null,null,null,null,null,null,null,null,null,null,null,null,null,null,null,null,null,null,null,null,null,null,null,null,null,3507,0,0,0,0,0,0,0]
[null,null,null,null,null,null,null,null,null,null,null,null,null,null,null,null,null,null,null,null,null,null,null,null,null,null,null,3516,1.7600164102135401,1.42368674369778,0,0,0,0,0]
[null,null,null,null,null,null,null,null,null,null,null,null,null,null,null,null,null,null,null,null,null,null,null,null,null,null,null,3525,0,0,0,0,0,0,0]
[null,null,null,null,null,null,null,null,null,null,null,null,null,null,null,null,null,null,null,null,null,null,null,null,null,null,null,3533,0,0,0,0,0,0,0]
[null,null,null,null,null,null,null,null,null,null,null,null,null,null,null,null,null,null,null,null,null,null,null,null,null,null,null,3542,0.56603001777634199,1.0062755871579401,0,0,0,0,0]
[null,null,null,null,null,null,null,null,null,null,null,null,null,null,null,null,null,null,null,null,null,null,null,null,null,null,null,3548,0,0,0,0,0,0,0]
[null,null,null,null,null,null,null,null,null,null,null,null,null,null,null,null,null,null,null,null,null,null,null,null,null,null,null,3559,0.107977243336163,0,1.0455954486672301,0,0,0,1.0455954486672301]
[null,null,null,null,null,null,null,null,null,null,null,null,null,null,null,null,null,null,null,null,null,null,null,null,null,null,null,3562,1.0066265588435801,0,0,0,0,0,0]
[null,null,null,null,null,null,null,null,null,null,null,null,null,null,null,null,null,null,null,null,null,null,null,null,null,null,null,3568,0.42494269958102798,0,0,0,0,0,0]
[null,null,null,null,null,null,null,null,null,null,null,null,null,null,null,null,null,null,null,null,null,null,null,null,null,null,null,3577,0,0,0,0,0,0,0]
[null,null,null,null,null,null,null,null,null,null,null,null,null,null,null,null,null,null,null,null,null,null,null,null,null,null,null,3585,0.56396904033371398,0,0,0,0,0,0]
[null,null,null,null,null,null,null,null,null,null,null,null,null,null,null,null,null,null,null,null,null,null,null,null,null,null,null,3594,0,4.9971940282733697E-2,0,0,0,0,0]
[null,null,null,null,null,null,null,null,null,null,null,null,null,null,null,null,null,null,null,null,null,null,null,null,null,null,null,3599,0,0,0,0,0,0,0]
[null,null,null,null,null,null,null,null,null,null,null,null,null,null,null,null,null,null,null,null,null,null,null,null,null,null,null,3611,1.6066672909992401,1.39267885267838,0,0,0,0,0]
[null,null,null,null,null,null,null,null,null,null,null,null,null,null,null,null,null,null,null,null,null,null,null,null,null,null,null,3620,0,0,0,0,0,0,0]
[null,null,null,null,null,null,null,null,null,null,null,null,null,null,null,null,null,null,null,null,null,null,null,null,null,null,null,3622,0,0,0,0,0,0,0]
[null,null,null,null,null,null,null,null,null,null,null,null,null,null,null,null,null,null,null,null,null,null,null,null,null,null,null,3629,0,0,0,0,0,0,0]
[null,null,null,null,null,null,null,null,null,null,null,null,null,null,null,null,null,null,null,null,null,null,null,null,null,null,null,3638,0.40748550225026098,0.74183258101970495,0,0,0,0,0]
[null,null,null,null,null,null,null,null,null,null,null,null,null,null,null,null,null,null,null,null,null,null,null,null,null,null,null,3645,0,0,0,0,0,0,0]
[null,null,null,null,null,null,null,null,null,null,null,null,null,null,null,null,null,null,null,null,null,null,null,null,null,null,null,3655,0.14541355588298299,0,0,0,0,0,0]
[null,null,null,null,null,null,null,null,null,null,null,null,null,null,null,null,null,null,null,null,null,null,null,null,null,null,null,3666,0,1.9829121256770301E-2,0,0,0,0,0]
[null,null,null,null,null,null,null,null,null,null,null,null,null,null,null,null,null,null,null,null,null,null,null,null,null,null,null,3672,0,0,0,0,0,0,0]
[null,null,null,null,null,null,null,null,null,null,null,null,null,null,null,null,null,null,null,null,null,null,null,null,null,null,null,3681,0.41494655050425799,0,0,0,0,0,0]
[null,null,null,null,null,null,null,null,null,null,null,null,null,null,null,null,null,null,null,null,null,null,null,null,null,null,null,3689,7.8839844595809103E-2,0.35685403343366201,0,0,0,0,0]
[null,null,null,null,null,null,null,null,null,null,null,null,null,null,null,null,null,null,null,null,null,null,null,null,null,null,null,3690,0,7.8839844595807201E-2,0,0,0,0,0]
[null,null,null,null,null,null,null,null,null,null,null,null,null,null,null,null,null,null,null,null,null,null,null,null,null,null,null,3703,0.119261973493882,0,0,0,0,0,0]
[null,null,null,null,null,null,null,null,null,null,null,null,null,null,null,null,null,null,null,null,null,null,null,null,null,null,null,3707,1.3349646710444201,0.97333159012748505,0,0,0,0,0]
[null,null,null,null,null,null,null,null,null,null,null,null,null,null,null,null,null,null,null,null,null,null,null,null,null,null,null,3716,0,0,0,0,0,0,0]
[null,null,null,null,null,null,null,null,null,null,null,null,null,null,null,null,null,null,null,null,null,null,null,null,null,null,null,3726,0,0,0,0,0,0,0]
[null,null,null,null,null,null,null,null,null,null,null,null,null,null,null,null,null,null,null,null,null,null,null,null,null,null,null,3733,1.10935110238162,0,0,0,0,0,0]
[null,null,null,null,null,null,null,null,null,null,null,null,null,null,null,null,null,null,null,null,null,null,null,null,null,null,null,3742,0,0,0,0,0,0,0]
[null,null,null,null,null,null,null,null,null,null,null,null,null,null,null,null,null,null,null,null,null,null,null,null,null,null,null,3749,0,0,0,0,0,0,0]
[null,null,null,null,null,null,null,null,null,null,null,null,null,null,null,null,null,null,null,null,null,null,null,null,null,null,null,3751,7.6000084077073801E-2,0,0,0,0,0,0]
[null,null,null,null,null,null,null,null,null,null,null,null,null,null,null,null,null,null,null,null,null,null,null,null,null,null,null,3763,0,0,0,0,0,0,0]
[null,null,null,null,null,null,null,null,null,null,null,null,null,null,null,null,null,null,null,null,null,null,null,null,null,null,null,3768,0,0,0,0,0,0,0]
[null,null,null,null,null,null,null,null,null,null,null,null,null,null,null,null,null,null,null,null,null,null,null,null,null,null,null,3777,0.28531017551439197,0.110233476903288,0,0,0,0,0]
[null,null,null,null,null,null,null,null,null,null,null,null,null,null,null,null,null,null,null,null,null,null,null,null,null,null,null,3786,0,0,0,0,0,0,0]
[null,null,null,null,null,null,null,null,null,null,null,null,null,null,null,null,null,null,null,null,null,null,null,null,null,null,null,3794,0,0,0,0,0,0,0]
[null,null,null,null,null,null,null,null,null,null,null,null,null,null,null,null,null,null,null,null,null,null,null,null,null,null,null,3800,0.127415295892992,2.8314510198440598E-2,0,0,0,0,0]
[null,null,null,null,null,null,null,null,null,null,null,null,null,null,null,null,null,null,null,null,null,null,null,null,null,null,null,3811,0,0,0,0,0,0,0]
[null,null,null,null,null,null,null,null,null,null,null,null,null,null,null,null,null,null,null,null,null,null,null,null,null,null,null,3812,0,0,0,0,0,0,0]
[null,null,null,null,null,null,null,null,null,null,null,null,null,null,null,null,null,null,null,null,null,null,null,null,null,null,null,3823,3.2370235053536603E-2,0,0,0,0,0,0]
[null,null,null,null,null,null,null,null,null,null,null,null,null,null,null,null,null,null,null,null,null,null,null,null,null,null,null,3829,0.86860130726990004,0.86860130726990104,0,0,0,0,0]
[null,null,null,null,null,null,null,null,null,null,null,null,null,null,null,null,null,null,null,null,null,null,null,null,null,null,null,3838,0,0,0,0,0,0,0]
[null,null,null,null,null,null,null,null,null,null,null,null,null,null,null,null,null,null,null,null,null,null,null,null,null,null,null,3846,0,0,0,0,0,0,0]
[null,null,null,null,null,null,null,null,null,null,null,null,null,null,null,null,null,null,null,null,null,null,null,null,null,null,null,3855,0.53733570904560701,0.66822517663363801,0,0,0,0,0]
[null,null,null,null,null,null,null,null,null,null,null,null,null,null,null,null,null,null,null,null,null,null,null,null,null,null,null,3860,0,0,0,0,0,0,0]
[null,null,null,null,null,null,null,null,null,null,null,null,null,null,null,null,null,null,null,null,null,null,null,null,null,null,null,3872,0.158281797478771,2.87785086325043E-2,0,0,0,0,0]
[null,null,null,null,null,null,null,null,null,null,null,null,null,null,null,null,null,null,null,null,null,null,null,null,null,null,null,3873,0.65111375781039904,0.158281797478771,0,0,0,0,0]
[null,null,null,null,null,null,null,null,null,null,null,null,null,null,null,null,null,null,null,null,null,null,null,null,null,null,null,3883,0,0,0,0,0,0,0]
[null,null,null,null,null,null,null,null,null,null,null,null,null,null,null,null,null,null,null,null,null,null,null,null,null,null,null,3890,0,0,0,0,0,0,0]
[null,null,null,null,null,null,null,null,null,null,null,null,null,null,null,null,null,null,null,null,null,null,null,null,null,null,null,3897,0.448070592199099,0.182547278303336,0,0,0,0,0]
[null,null,null,null,null,null,null,null,null,null,null,null,null,null,null,null,null,null,null,null,null,null,null,null,null,null,null,3907,0,0,0,0,0,0,0]
[null,null,null,null,null,null,null,null,null,null,null,null,null,null,null,null,null,null,null,null,null,null,null,null,null,null,null,3916,0,0,0,0,0,0,0]
[null,null,null,null,null,null,null,null,null,null,null,null,null,null,null,null,null,null,null,null,null,null,null,null,null,null,null,3920,0.27088899642786302,0,1.66243346393861,0,0,0,1.66243346393861]
[null,null,null,null,null,null,null,null,null,null,null,null,null,null,null,null,null,null,null,null,null,null,null,null,null,null,null,3933,0,0,0,0,0,0,0]
[null,null,null,null,null,null,null,null,null,null,null,null,null,null,null,null,null,null,null,null,null,null,null,null,null,null,null,3934,0,0,0,0,0,0,0]
[null,null,null,null,null,null,null,null,null,null,null,null,null,null,null,null,null,null,null,null,null,null,null,null,null,null,null,3943,2.0711237390572498E-2,0,0,0,0,0,0]
[null,null,null,null,null,null,null,null,null,null,null,null,null,null,null,null,null,null,null,null,null,null,null,null,null,null,null,3951,0.400417256217734,0.76631578345118201,0,0,0,0,0]
[null,null,null,null,null,null,null,null,null,null,null,null,null,null,null,null,null,null,null,null,null,null,null,null,null,null,null,3957,0,0,0,0,0,0,0]
[null,null,null,null,null,null,null,null,null,null,null,null,null,null,null,null,null,null,null,null,null,null,null,null,null,null,null,3968,0.38069025152278901,4.5455552420631297E-2,0,0,0,0,0]
[null,null,null,null,null,null,null,null,null,null,null,null,null,null,null,null,null,null,null,null,null,null,null,null,null,null,null,3977,1.70458321577368E-2,0.26705137047121102,0,0,0,0,0]
[null,null,null,null,null,null,null,null,null,null,null,null,null,null,null,null,null,null,null,null,null,null,null,null,null,null,null,3980,0,0,0,0,0,0,0]
[null,null,null,null,null,null,null,null,null,null,null,null,null,null,null,null,null,null,null,null,null,null,null,null,null,null,null,3994,1.42788079379526,0.59907932357971505,0,0,0,0,0]
[null,null,null,null,null,null,null,null,null,null,null,null,null,null,null,null,null,null,null,null,null,null,null,null,null,null,null,4001,1.3513067449166499E-2,0.33782668622916201,0,0,0,0,0]
[null,null,null,null,null,null,null,null,null,null,null,null,null,null,null,null,null,null,null,null,null,null,null,null,null,null,null,4003,0,0,0,0,0,0,0]
[null,null,null,null,null,null,null,null,null,null,null,null,null,null,null,null,null,null,null,null,null,null,null,null,null,null,null,4012,0,0,0,0,0,0,0]
[null,null,null,null,null,null,null,null,null,null,null,null,null,null,null,null,null,null,null,null,null,null,null,null,null,null,null,4024,0.17469160648512799,0.58900406392458104,0,0,0,0,0]
[null,null,null,null,null,null,null,null,null,null,null,null,null,null,null,null,null,null,null,null,null,null,null,null,null,null,null,4029,0,0,0,0,0,0,0]
[null,null,null,null,null,null,null,null,null,null,null,null,null,null,null,null,null,null,null,null,null,null,null,null,null,null,null,4038,0,0,0,0,0,0,0]
[null,null,null,null,null,null,null,null,null,null,null,null,null,null,null,null,null,null,null,null,null,null,null,null,null,null,null,4046,0.58445329727817497,0.66110291003596799,0,0,0,0,0]
[null,null,null,null,null,null,null,null,null,null,null,null,null,null,null,null,null,null,null,null,null,null,null,null,null,null,null,4055,0,0,0,0,0,0,0]
[null,null,null,null,null,null,null,null,null,null,null,null,null,null,null,null,null,null,null,null,null,null,null,null,null,null,null,4061,0,0,0,0,0,0,0]
[null,null,null,null,null,null,null,null,null,null,null,null,null,null,null,null,null,null,null,null,null,null,null,null,null,null,null,4064,0.243196632572314,3.7414866549587103E-2,0,0,0,0,0]
[null,null,null,null,null,null,null,null,null,null,null,null,null,null,null,null,null,null,null,null,null,null,null,null,null,null,null,4073,0,0.11848041074035701,0,0,0,0,0]
[null,null,null,null,null,null,null,null,null,null,null,null,null,null,null,null,null,null,null,null,null,null,null,null,null,null,null,4084,0,0,0,0,0,0,0]
[null,null,null,null,null,null,null,null,null,null,null,null,null,null,null,null,null,null,null,null,null,null,null,null,null,null,null,4090,0.61796670175488999,0.308983350877445,0,0,0,0,0]
[null,null,null,null,null,null,null,null,null,null,null,null,null,null,null,null,null,null,null,null,null,null,null,null,null,null,null,4098,0,0,0,0,0,0,{"$f":"SUM(AE4203:AH4203)","v":0}]
[null,null,null,null,null,null,null,null,null,null,null,null,null,null,null,null,null,null,null,null,null,null,null,null,null,null,null,4107,0,0,0,0,0,0,0]
[null,null,null,null,null,null,null,null,null,null,null,null,null,null,null,null,null,null,null,null,null,null,null,null,null,null,null,4116,0.86781613352610998,0.32381199012168299,0,0,0,0,0]
[null,null,null,null,null,null,null,null,null,null,null,null,null,null,null,null,null,null,null,null,null,null,null,null,null,null,null,4121,0,0.42743182696061999,0,0,0,0,0]
[null,null,null,null,null,null,null,null,null,null,null,null,null,null,null,null,null,null,null,null,null,null,null,null,null,null,null,4125,0,0,0,0,0,0,0]
[null,null,null,null,null,null,null,null,null,null,null,null,null,null,null,null,null,null,null,null,null,null,null,null,null,null,null,4135,6.7034222128984702E-2,0,0,0,0,0,0]
[null,null,null,null,null,null,null,null,null,null,null,null,null,null,null,null,null,null,null,null,null,null,null,null,null,null,null,4142,0.86535086748325696,0.86535086748325596,0,0,0,0,0]
[null,null,null,null,null,null,null,null,null,null,null,null,null,null,null,null,null,null,null,null,null,null,null,null,null,null,null,4151,0,0,0,0,0,0,0]
[null,null,null,null,null,null,null,null,null,null,null,null,null,null,null,null,null,null,null,null,null,null,null,null,null,null,null,4158,0,0,2.5,0,0,0,2.5]
[null,null,null,null,null,null,null,null,null,null,null,null,null,null,null,null,null,null,null,null,null,null,null,null,null,null,null,4168,0.39960324358886301,0,0,0,0,0,0]
[null,null,null,null,null,null,null,null,null,null,null,null,null,null,null,null,null,null,null,null,null,null,null,null,null,null,null,4177,0,0,0,0,0,0,0]
[null,null,null,null,null,null,null,null,null,null,null,null,null,null,null,null,null,null,null,null,null,null,null,null,null,null,null,4181,0,0,0,0,0,0,0]
[null,null,null,null,null,null,null,null,null,null,null,null,null,null,null,null,null,null,null,null,null,null,null,null,null,null,null,4186,1.8343210360953199,1.2274062546635001,0,0,0,0,0]
[null,null,null,null,null,null,null,null,null,null,null,null,null,null,null,null,null,null,null,null,null,null,null,null,null,null,null,4195,0,0,0,0,0,0,0]
[null,null,null,null,null,null,null,null,null,null,null,null,null,null,null,null,null,null,null,null,null,null,null,null,null,null,null,4203,0,0,0,0,0,0,0]
[null,null,null,null,null,null,null,null,null,null,null,null,null,null,null,null,null,null,null,null,null,null,null,null,null,null,null,4212,1.01296541288122,1.46498761325295,0,0,0,0,0]
[null,null,null,null,null,null,null,null,null,null,null,null,null,null,null,null,null,null,null,null,null,null,null,null,null,null,null,4218,0,0,0,0,0,0,0]
[null,null,null,null,null,null,null,null,null,null,null,null,null,null,null,null,null,null,null,null,null,null,null,null,null,null,null,4229,0,0,0,0,0,0,0]
[null,null,null,null,null,null,null,null,null,null,null,null,null,null,null,null,null,null,null,null,null,null,null,null,null,null,null,4232,0.25401244003748902,1.52407464022508E-2,0,0,0,0,0]
[null,null,null,null,null,null,null,null,null,null,null,null,null,null,null,null,null,null,null,null,null,null,null,null,null,null,null,4238,0.69091383690196995,1.77808708026242,0,0,0,0,0]
[null,null,null,null,null,null,null,null,null,null,null,null,null,null,null,null,null,null,null,null,null,null,null,null,null,null,null,4247,0,0,0,0,0,0,0]
[null,null,null,null,null,null,null,null,null,null,null,null,null,null,null,null,null,null,null,null,null,null,null,null,null,null,null,4255,0,0,0,0,0,0,0]
[null,null,null,null,null,null,null,null,null,null,null,null,null,null,null,null,null,null,null,null,null,null,null,null,null,null,null,4264,0.17670282474771401,0.48853133900838602,0,0,0,0,0]
[null,null,null,null,null,null,null,null,null,null,null,null,null,null,null,null,null,null,null,null,null,null,null,null,null,null,null,4273,0,0,0,0,0,0,0]
[null,null,null,null,null,null,null,null,null,null,null,null,null,null,null,null,null,null,null,null,null,null,null,null,null,null,null,4278,0,0,0,0,0,0,0]
[null,null,null,null,null,null,null,null,null,null,null,null,null,null,null,null,null,null,null,null,null,null,null,null,null,null,null,4290,0,0,0,0,0,0,{"$f":"SUM(AE4395:AH4395)","v":0}]
[null,null,null,null,null,null,null,null,null,null,null,null,null,null,null,null,null,null,null,null,null,null,null,null,null,null,null,4292,0,0,0,0,0,0,0]
[null,null,null,null,null,null,null,null,null,null,null,null,null,null,null,null,null,null,null,null,null,null,null,null,null,null,null,4299,0,0,0,0,0,0,0]
[null,null,null,null,null,null,null,null,null,null,null,null,null,null,null,null,null,null,null,null,null,null,null,null,null,null,null,4308,0.70268930330420498,0,0,0,0,0,0]
[null,null,null,null,null,null,null,null,null,null,null,null,null,null,null,null,null,null,null,null,null,null,null,null,null,null,null,4315,0,0,0,0,0,0,0]
[null,null,null,null,null,null,null,null,null,null,null,null,null,null,null,null,null,null,null,null,null,null,null,null,null,null,null,4325,0,0,0,0,0,0,0]
[null,null,null,null,null,null,null,null,null,null,null,null,null,null,null,null,null,null,null,null,null,null,null,null,null,null,null,4336,4.2267871577028097E-2,0.23951793893649301,0,0,0,0,0]
[null,null,null,null,null,null,null,null,null,null,null,null,null,null,null,null,null,null,null,null,null,null,null,null,null,null,null,4342,0,0,0,0,0,0,0]
[null,null,null,null,null,null,null,null,null,null,null,null,null,null,null,null,null,null,null,null,null,null,null,null,null,null,null,4351,0,0,0,0,0,0,0]
[null,null,null,null,null,null,null,null,null,null,null,null,null,null,null,null,null,null,null,null,null,null,null,null,null,null,null,4359,0.62365450693651703,1.0638812177152299,0,0,0,0,0]
[null,null,null,null,null,null,null,null,null,null,null,null,null,null,null,null,null,null,null,null,null,null,null,null,null,null,null,4360,0.131019854398428,0.62365450693651603,0,0,0,0,0]
[null,null,null,null,null,null,null,null,null,null,null,null,null,null,null,null,null,null,null,null,null,null,null,null,null,null,null,4369,0,0,0,0,0,0,0]
[null,null,null,null,null,null,null,null,null,null,null,null,null,null,null,null,null,null,null,null,null,null,null,null,null,null,null,4382,0.60086438142021004,0.80115250856028197,0,0,0,0,0]
[null,null,null,null,null,null,null,null,null,null,null,null,null,null,null,null,null,null,null,null,null,null,null,null,null,null,null,4386,0,0,0,0,0,0,0]
[null,null,null,null,null,null,null,null,null,null,null,null,null,null,null,null,null,null,null,null,null,null,null,null,null,null,null,4396,0,0,0,0,0,0,0]
[null,null,null,null,null,null,null,null,null,null,null,null,null,null,null,null,null,null,null,null,null,null,null,null,null,null,null,4403,0.67834983433733798,0,0,0,0,0,0]
[null,null,null,null,null,null,null,null,null,null,null,null,null,null,null,null,null,null,null,null,null,null,null,null,null,null,null,4412,0,0,0,0,0,0,0]
[null,null,null,null,null,null,null,null,null,null,null,null,null,null,null,null,null,null,null,null,null,null,null,null,null,null,null,4419,0,0,0,0,0,0,0]
[null,null,null,null,null,null,null,null,null,null,null,null,null,null,null,null,null,null,null,null,null,null,null,null,null,null,null,4421,0,0,0,0,0,0,0]
[null,null,null,null,null,null,null,null,null,null,null,null,null,null,null,null,null,null,null,null,null,null,null,null,null,null,null,4433,0,9.0298273057651299E-2,0,0,0,0,0]
[null,null,null,null,null,null,null,null,null,null,null,null,null,null,null,null,null,null,null,null,null,null,null,null,null,null,null,4438,0,0,0,0,0,0,0]
[null,null,null,null,null,null,null,null,null,null,null,null,null,null,null,null,null,null,null,null,null,null,null,null,null,null,null,4447,0,0,0,0,0,0,0]
[null,null,null,null,null,null,null,null,null,null,null,null,null,null,null,null,null,null,null,null,null,null,null,null,null,null,null,4456,7.6039335212371398E-2,0.57979993099433202,0,0,0,0,0]
[null,null,null,null,null,null,null,null,null,null,null,null,null,null,null,null,null,null,null,null,null,null,null,null,null,null,null,4464,0,0,0,0,0,0,0]
[null,null,null,null,null,null,null,null,null,null,null,null,null,null,null,null,null,null,null,null,null,null,null,null,null,null,null,4473,0.36361245098767803,8.7266988237041904E-2,0,0,0,0,0]
[null,null,null,null,null,null,null,null,null,null,null,null,null,null,null,null,null,null,null,null,null,null,null,null,null,null,null,4479,0.47996843530373601,0.84358088629141503,0,0,0,0,0]
[null,null,null,null,null,null,null,null,null,null,null,null,null,null,null,null,null,null,null,null,null,null,null,null,null,null,null,4482,0,0,0,0,0,0,{"$f":"SUM(AE4587:AH4587)","v":0}]
[null,null,null,null,null,null,null,null,null,null,null,null,null,null,null,null,null,null,null,null,null,null,null,null,null,null,null,4493,0,0,0,0,0,0,0]
[null,null,null,null,null,null,null,null,null,null,null,null,null,null,null,null,null,null,null,null,null,null,null,null,null,null,null,4499,0.793644451298676,0,0,0,0,0,0]
[null,null,null,null,null,null,null,null,null,null,null,null,null,null,null,null,null,null,null,null,null,null,null,null,null,null,null,4508,0,0,0,0,0,0,0]
[null,null,null,null,null,null,null,null,null,null,null,null,null,null,null,null,null,null,null,null,null,null,null,null,null,null,null,4516,0,0,0,0,0,0,0]
[null,null,null,null,null,null,null,null,null,null,null,null,null,null,null,null,null,null,null,null,null,null,null,null,null,null,null,4525,1.50294332059089,1.0943762043137499,0,0,0,0,0]
[null,null,null,null,null,null,null,null,null,null,null,null,null,null,null,null,null,null,null,null,null,null,null,null,null,null,null,4530,0,0,0,0,0,0,0]
[null,null,null,null,null,null,null,null,null,null,null,null,null,null,null,null,null,null,null,null,null,null,null,null,null,null,null,4542,0,0,0,0,0,0,0]
[null,null,null,null,null,null,null,null,null,null,null,null,null,null,null,null,null,null,null,null,null,null,null,null,null,null,null,4543,0,0,0,0,0,0,0]
[null,null,null,null,null,null,null,null,null,null,null,null,null,null,null,null,null,null,null,null,null,null,null,null,null,null,null,4553,0,3.3671538292040497E-2,0,0,0,0,0]
[null,null,null,null,null,null,null,null,null,null,null,null,null,null,null,null,null,null,null,null,null,null,null,null,null,null,null,4560,0,0,0,0,0,0,0]
[null,null,null,null,null,null,null,null,null,null,null,null,null,null,null,null,null,null,null,null,null,null,null,null,null,null,null,4569,0.36827889127179703,0.109332795846315,0,0,0,0,0]
[null,null,null,null,null,null,null,null,null,null,null,null,null,null,null,null,null,null,null,null,null,null,null,null,null,null,null,4576,3.4526146056731002E-2,0.32224402986282302,0,0,0,0,0]
[null,null,null,null,null,null,null,null,null,null,null,null,null,null,null,null,null,null,null,null,null,null,null,null,null,null,null,4586,0,0,0,0,0,0,0]
[null,null,null,null,null,null,null,null,null,null,null,null,null,null,null,null,null,null,null,null,null,null,null,null,null,null,null,4590,0,0,0,0,0,0,0]
[null,null,null,null,null,null,null,null,null,null,null,null,null,null,null,null,null,null,null,null,null,null,null,null,null,null,null,4603,0,0,0,0,0,0,0]
[null,null,null,null,null,null,null,null,null,null,null,null,null,null,null,null,null,null,null,null,null,null,null,null,null,null,null,4604,0,0,0,0,0,0,0]
[null,null,null,null,null,null,null,null,null,null,null,null,null,null,null,null,null,null,null,null,null,null,null,null,null,null,null,4613,0,0,0,0,0,0,0]
[null,null,null,null,null,null,null,null,null,null,null,null,null,null,null,null,null,null,null,null,null,null,null,null,null,null,null,4621,1.20842134989035,1.40438156879149,0,0,0,0,0]
[null,null,null,null,null,null,null,null,null,null,null,null,null,null,null,null,null,null,null,null,null,null,null,null,null,null,null,4627,0,0,0,0,0,0,0]
[null,null,null,null,null,null,null,null,null,null,null,null,null,null,null,null,null,null,null,null,null,null,null,null,null,null,null,4638,0,0,0,0,0,0,0]
[null,null,null,null,null,null,null,null,null,null,null,null,null,null,null,null,null,null,null,null,null,null,null,null,null,null,null,4647,0.47097217679602699,0.88542769237653096,0,0,0,0,0]
[null,null,null,null,null,null,null,null,null,null,null,null,null,null,null,null,null,null,null,null,null,null,null,null,null,null,null,4650,0,0,0,0,0,0,0]
[null,null,null,null,null,null,null,null,null,null,null,null,null,null,null,null,null,null,null,null,null,null,null,null,null,null,null,4664,0.105736850389828,0,0,0,0,0,0]
[null,null,null,null,null,null,null,null,null,null,null,null,null,null,null,null,null,null,null,null,null,null,null,null,null,null,null,4665,0.53829669289366699,0.105736850389829,0,0,0,0,0]
[null,null,null,null,null,null,null,null,null,null,null,null,null,null,null,null,null,null,null,null,null,null,null,null,null,null,null,4673,0,0,0,0,0,0,0]
[null,null,null,null,null,null,null,null,null,null,null,null,null,null,null,null,null,null,null,null,null,null,null,null,null,null,null,4682,0,0,0,0,0,0,0]
[null,null,null,null,null,null,null,null,null,null,null,null,null,null,null,null,null,null,null,null,null,null,null,null,null,null,null,4694,1.0787828293605199,1.7299400326682099,0,0,0,0,0]
[null,null,null,null,null,null,null,null,null,null,null,null,null,null,null,null,null,null,null,null,null,null,null,null,null,null,null,4699,0,0,0,0,0,0,0]
[null,null,null,null,null,null,null,null,null,null,null,null,null,null,null,null,null,null,null,null,null,null,null,null,null,null,null,4708,0,0,0,0,0,0,0]
[null,null,null,null,null,null,null,null,null,null,null,null,null,null,null,null,null,null,null,null,null,null,null,null,null,null,null,4717,1.14614831050822,0.77868091324604105,0,0,0,0,0]
[null,null,null,null,null,null,null,null,null,null,null,null,null,null,null,null,null,null,null,null,null,null,null,null,null,null,null,4725,0,0,0,0,0,0,0]
[null,null,null,null,null,null,null,null,null,null,null,null,null,null,null,null,null,null,null,null,null,null,null,null,null,null,null,4731,0,0,0,0,0,0,0]
[null,null,null,null,null,null,null,null,null,null,null,null,null,null,null,null,null,null,null,null,null,null,null,null,null,null,null,4734,0,0,0,0,0,0,0]
[null,null,null,null,null,null,null,null,null,null,null,null,null,null,null,null,null,null,null,null,null,null,null,null,null,null,null,4743,0.237355560904114,0.63611290322302405,0,0,0,0,0]
[null,null,null,null,null,null,null,null,null,null,null,null,null,null,null,null,null,null,null,null,null,null,null,null,null,null,null,4754,0,0,0,0,0,0,0]
[null,null,null,null,null,null,null,null,null,null,null,null,null,null,null,null,null,null,null,null,null,null,null,null,null,null,null,4760,0,0,0,0,0,0,0]
[null,null,null,null,null,null,null,null,null,null,null,null,null,null,null,null,null,null,null,null,null,null,null,null,null,null,null,4769,0,0,0,0,0,0,0]
[null,null,null,null,null,null,null,null,null,null,null,null,null,null,null,null,null,null,null,null,null,null,null,null,null,null,null,4777,0,0,0,0,0,0,0]
[null,null,null,null,null,null,null,null,null,null,null,null,null,null,null,null,null,null,null,null,null,null,null,null,null,null,null,4786,0,0,0,0,0,0,0]
[null,null,null,null,null,null,null,null,null,null,null,null,null,null,null,null,null,null,null,null,null,null,null,null,null,null,null,4791,0,0,0,0,0,0,0]
[null,null,null,null,null,null,null,null,null,null,null,null,null,null,null,null,null,null,null,null,null,null,null,null,null,null,null,4795,0,0,0,0,0,0,0]
[null,null,null,null,null,null,null,null,null,null,null,null,null,null,null,null,null,null,null,null,null,null,null,null,null,null,null,4804,0,0,0,0,0,0,0]
[null,null,null,null,null,null,null,null,null,null,null,null,null,null,null,null,null,null,null,null,null,null,null,null,null,null,null,4814,0,0,0,0,0,0,0]
[null,null,null,null,null,null,null,null,null,null,null,null,null,null,null,null,null,null,null,null,null,null,null,null,null,null,null,4821,0,0,0,0,0,0,0]
[null,null,null,null,null,null,null,null,null,null,null,null,null,null,null,null,null,null,null,null,null,null,null,null,null,null,null,4828,0,0,0,0,0,0,0]
[null,null,null,null,null,null,null,null,null,null,null,null,null,null,null,null,null,null,null,null,null,null,null,null,null,null,null,4838,0,0,0,0,0,0,0]
[null,null,null,null,null,null,null,null,null,null,null,null,null,null,null,null,null,null,null,null,null,null,null,null,null,null,null,4847,0,0,0,0,0,0,0]
[null,null,null,null,null,null,null,null,null,null,null,null,null,null,null,null,null,null,null,null,null,null,null,null,null,null,null,4851,0,0,0,0,0,0,0]
[null,null,null,null,null,null,null,null,null,null,null,null,null,null,null,null,null,null,null,null,null,null,null,null,null,null,null,4856,0,0,0,0,0,0,0]
[null,null,null,null,null,null,null,null,null,null,null,null,null,null,null,null,null,null,null,null,null,null,null,null,null,null,null,4865,0,0,0,0,0,0,0]
[null,null,null,null,null,null,null,null,null,null,null,null,null,null,null,null,null,null,null,null,null,null,null,null,null,null,null,4874,0,0,0,0,0,0,0]
[null,null,null,null,null,null,null,null,null,null,null,null,null,null,null,null,null,null,null,null,null,null,null,null,null,null,null,4882,0,0,0,0,0,0,0]
[null,null,null,null,null,null,null,null,null,null,null,null,null,null,null,null,null,null,null,null,null,null,null,null,null,null,null,4888,0,0,0,0,0,0,0]
[null,null,null,null,null,null,null,null,null,null,null,null,null,null,null,null,null,null,null,null,null,null,null,null,null,null,null,4899,0,0,0,0,0,0,0]
[null,null,null,null,null,null,null,null,null,null,null,null,null,null,null,null,null,null,null,null,null,null,null,null,null,null,null,4908,0,0,0,0,0,0,0]
[null,null,null,null,null,null,null,null,null,null,null,null,null,null,null,null,null,null,null,null,null,null,null,null,null,null,null,4911,0,0,0,0,0,0,0]
[null,null,null,null,null,null,null,null,null,null,null,null,null,null,null,null,null,null,null,null,null,null,null,null,null,null,null,4917,0,0,0,0,0,0,0]
[null,null,null,null,null,null,null,null,null,null,null,null,null,null,null,null,null,null,null,null,null,null,null,null,null,null,null,4925,0,0,0,0,0,0,0]
[null,null,null,null,null,null,null,null,null,null,null,null,null,null,null,null,null,null,null,null,null,null,null,null,null,null,null,4934,0,0,0,0,0,0,0]
[null,null,null,null,null,null,null,null,null,null,null,null,null,null,null,null,null,null,null,null,null,null,null,null,null,null,null,4943,0,0,0,0,0,0,0]
[null,null,null,null,null,null,null,null,null,null,null,null,null,null,null,null,null,null,null,null,null,null,null,null,null,null,null,4948,0,0,0,0,0,0,0]
[null,null,null,null,null,null,null,null,null,null,null,null,null,null,null,null,null,null,null,null,null,null,null,null,null,null,null,4960,0,0,0,0,0,0,0]
[null,null,null,null,null,null,null,null,null,null,null,null,null,null,null,null,null,null,null,null,null,null,null,null,null,null,null,4969,0,0,0,0,0,0,0]
[null,null,null,null,null,null,null,null,null,null,null,null,null,null,null,null,null,null,null,null,null,null,null,null,null,null,null,4971,0,0,0,0,0,0,0]
[null,null,null,null,null,null,null,null,null,null,null,null,null,null,null,null,null,null,null,null,null,null,null,null,null,null,null,4978,0,0,0,0,0,0,0]
[null,null,null,null,null,null,null,null,null,null,null,null,null,null,null,null,null,null,null,null,null,null,null,null,null,null,null,4985,0,0,0,0,0,0,0]
[null,null,null,null,null,null,null,null,null,null,null,null,null,null,null,null,null,null,null,null,null,null,null,null,null,null,null,4995,0,0,0,0,0,0,0]
[null,null,null,null,null,null,null,null,null,null,null,null,null,null,null,null,null,null,null,null,null,null,null,null,null,null,null,5004,0,0,0,0,0,0,0]
[null,null,null,null,null,null,null,null,null,null,null,null,null,null,null,null,null,null,null,null,null,null,null,null,null,null,null,5008,0,0,0,0,0,0,0]
[null,null,null,null,null,null,null,null,null,null,null,null,null,null,null,null,null,null,null,null,null,null,null,null,null,null,null,5021,0,0,0,0,0,0,0]
[null,null,null,null,null,null,null,null,null,null,null,null,null,null,null,null,null,null,null,null,null,null,null,null,null,null,null,5029,0,0,0,0,0,0,0]
[null,null,null,null,null,null,null,null,null,null,null,null,null,null,null,null,null,null,null,null,null,null,null,null,null,null,null,5030,0,0,0,0,0,0,0]
[null,null,null,null,null,null,null,null,null,null,null,null,null,null,null,null,null,null,null,null,null,null,null,null,null,null,null,5039,0,0,0,0,0,0,0]
[null,null,null,null,null,null,null,null,null,null,null,null,null,null,null,null,null,null,null,null,null,null,null,null,null,null,null,5052,0,0,0,0,0,0,0]
[null,null,null,null,null,null,null,null,null,null,null,null,null,null,null,null,null,null,null,null,null,null,null,null,null,null,null,5056,0,0,0,0,0,0,0]
[null,null,null,null,null,null,null,null,null,null,null,null,null,null,null,null,null,null,null,null,null,null,null,null,null,null,null,5065,0,0,0,0,0,0,0]
[null,null,null,null,null,null,null,null,null,null,null,null,null,null,null,null,null,null,null,null,null,null,null,null,null,null,null,5075,0,0,0,0,0,0,0]
[null,null,null,null,null,null,null,null,null,null,null,null,null,null,null,null,null,null,null,null,null,null,null,null,null,null,null,5082,0,0,0,0,0,0,0]
[null,null,null,null,null,null,null,null,null,null,null,null,null,null,null,null,null,null,null,null,null,null,null,null,null,null,null,5089,0,0,0,0,0,0,0]
[null,null,null,null,null,null,null,null,null,null,null,null,null,null,null,null,null,null,null,null,null,null,null,null,null,null,null,5091,0,0,0,0,0,0,0]
[null,null,null,null,null,null,null,null,null,null,null,null,null,null,null,null,null,null,null,null,null,null,null,null,null,null,null,5100,0,0,0,0,0,0,0]
[null,null,null,null,null,null,null,null,null,null,null,null,null,null,null,null,null,null,null,null,null,null,null,null,null,null,null,5112,0,0,0,0,0,0,0]
[null,null,null,null,null,null,null,null,null,null,null,null,null,null,null,null,null,null,null,null,null,null,null,null,null,null,null,5117,0,0,0,0,0,0,0]
[null,null,null,null,null,null,null,null,null,null,null,null,null,null,null,null,null,null,null,null,null,null,null,null,null,null,null,5122,0,0,0,0,0,0,{"$f":"SUM(AE5227:AH5227)","v":0}]
[null,null,null,null,null,null,null,null,null,null,null,null,null,null,null,null,null,null,null,null,null,null,null,null,null,null,null,5134,0,0,0,0,0,0,0]
[null,null,null,null,null,null,null,null,null,null,null,null,null,null,null,null,null,null,null,null,null,null,null,null,null,null,null,5143,0,0,0,0,0,0,0]
[null,null,null,null,null,null,null,null,null,null,null,null,null,null,null,null,null,null,null,null,null,null,null,null,null,null,null,5149,0,0,0,0,0,0,0]
[null,null,null,null,null,null,null,null,null,null,null,null,null,null,null,null,null,null,null,null,null,null,null,null,null,null,null,5152,0,0,0,0,0,0,0]
[null,null,null,null,null,null,null,null,null,null,null,null,null,null,null,null,null,null,null,null,null,null,null,null,null,null,null,5161,0,0,0,0,0,0,0]
[null,null,null,null,null,null,null,null,null,null,null,null,null,null,null,null,null,null,null,null,null,null,null,null,null,null,null,5172,0,0,0,0,0,0,0]
[null,null,null,null,null,null,null,null,null,null,null,null,null,null,null,null,null,null,null,null,null,null,null,null,null,null,null,5178,0,0,0,0,0,0,0]
[null,null,null,null,null,null,null,null,null,null,null,null,null,null,null,null,null,null,null,null,null,null,null,null,null,null,null,5186,0,0,0,0,0,0,{"$f":"SUM(AE5291:AH5291)","v":0}]
[null,null,null,null,null,null,null,null,null,null,null,null,null,null,null,null,null,null,null,null,null,null,null,null,null,null,null,5195,0,0,0,0,0,0,0]
[null,null,null,null,null,null,null,null,null,null,null,null,null,null,null,null,null,null,null,null,null,null,null,null,null,null,null,5204,0,0,0,0,0,0,0]
[null,null,null,null,null,null,null,null,null,null,null,null,null,null,null,null,null,null,null,null,null,null,null,null,null,null,null,5209,0,0,0,0,0,0,0]
[null,null,null,null,null,null,null,null,null,null,null,null,null,null,null,null,null,null,null,null,null,null,null,null,null,null,null,5213,0,0,0,0,0,0,0]
[null,null,null,null,null,null,null,null,null,null,null,null,null,null,null,null,null,null,null,null,null,null,null,null,null,null,null,5226,0,0,0,0,0,0,0]
[null,null,null,null,null,null,null,null,null,null,null,null,null,null,null,null,null,null,null,null,null,null,null,null,null,null,null,5230,0,0,0,0,0,0,0]
[null,null,null,null,null,null,null,null,null,null,null,null,null,null,null,null,null,null,null,null,null,null,null,null,null,null,null,5239,0,0,0,0,0,0,0]
[null,null,null,null,null,null,null,null,null,null,null,null,null,null,null,null,null,null,null,null,null,null,null,null,null,null,null,5246,0,0,0,0,0,0,0]
[null,null,null,null,null,null,null,null,null,null,null,null,null,null,null,null,null,null,null,null,null,null,null,null,null,null,null,5256,0,0,0,0,0,0,0]
[null,null,null,null,null,null,null,null,null,null,null,null,null,null,null,null,null,null,null,null,null,null,null,null,null,null,null,5265,0,0,0,0,0,0,0]
[null,null,null,null,null,null,null,null,null,null,null,null,null,null,null,null,null,null,null,null,null,null,null,null,null,null,null,5269,0,0,0,0,0,0,0]
[null,null,null,null,null,null,null,null,null,null,null,null,null,null,null,null,null,null,null,null,null,null,null,null,null,null,null,5274,0,0,0,0,0,0,0]
[null,null,null,null,null,null,null,null,null,null,null,null,null,null,null,null,null,null,null,null,null,null,null,null,null,null,null,5283,0,0,0,0,0,0,0]
[null,null,null,null,null,null,null,null,null,null,null,null,null,null,null,null,null,null,null,null,null,null,null,null,null,null,null,5291,0.75959195811187596,0,0,0,0,0,0]
[null,null,null,null,null,null,null,null,null,null,null,null,null,null,null,null,null,null,null,null,null,null,null,null,null,null,null,5300,0,0,0,0,0,0,0]
[null,null,null,null,null,null,null,null,null,null,null,null,null,null,null,null,null,null,null,null,null,null,null,null,null,null,null,5306,0,0,0,0,0,0,0]
[null,null,null,null,null,null,null,null,null,null,null,null,null,null,null,null,null,null,null,null,null,null,null,null,null,null,null,5317,0.32897813408090298,0,0,0,0,0,0]
[null,null,null,null,null,null,null,null,null,null,null,null,null,null,null,null,null,null,null,null,null,null,null,null,null,null,null,5323,0,0,0,0,0,0,0]
[null,null,null,null,null,null,null,null,null,null,null,null,null,null,null,null,null,null,null,null,null,null,null,null,null,null,null,5334,0,0,0,0,0,0,0]
[null,null,null,null,null,null,null,null,null,null,null,null,null,null,null,null,null,null,null,null,null,null,null,null,null,null,null,5335,0,0,0,0,0,0,0]
[null,null,null,null,null,null,null,null,null,null,null,null,null,null,null,null,null,null,null,null,null,null,null,null,null,null,null,5343,6.2367216212739801E-2,0,0,0,0,0,0]
[null,null,null,null,null,null,null,null,null,null,null,null,null,null,null,null,null,null,null,null,null,null,null,null,null,null,null,5352,0,0,0,0,0,0,0]
[null,null,null,null,null,null,null,null,null,null,null,null,null,null,null,null,null,null,null,null,null,null,null,null,null,null,null,5361,1.4290543797850301E-2,0,0,0,0,0,0]
[null,null,null,null,null,null,null,null,null,null,null,null,null,null,null,null,null,null,null,null,null,null,null,null,null,null,null,5366,0.23817572996417199,0,0,0,0,0,0]
[null,null,null,null,null,null,null,null,null,null,null,null,null,null,null,null,null,null,null,null,null,null,null,null,null,null,null,5378,0,0,0,0,0,0,{"$f":"SUM(AE5483:AH5483)","v":0}]
[null,null,null,null,null,null,null,null,null,null,null,null,null,null,null,null,null,null,null,null,null,null,null,null,null,null,null,5383,0,0,0,0,0,0,0]
[null,null,null,null,null,null,null,null,null,null,null,null,null,null,null,null,null,null,null,null,null,null,null,null,null,null,null,5395,0,0,0,0,0,0,0]
[null,null,null,null,null,null,null,null,null,null,null,null,null,null,null,null,null,null,null,null,null,null,null,null,null,null,null,5396,0,0,0,0,0,0,0]
[null,null,null,null,null,null,null,null,null,null,null,null,null,null,null,null,null,null,null,null,null,null,null,null,null,null,null,5410,0.14247151424566401,0,0,0,0,0,0]
[null,null,null,null,null,null,null,null,null,null,null,null,null,null,null,null,null,null,null,null,null,null,null,null,null,null,null,5413,0.72099220845532896,0,0,0,0,0,0]
[null,null,null,null,null,null,null,null,null,null,null,null,null,null,null,null,null,null,null,null,null,null,null,null,null,null,null,5420,0,0,0,0,0,0,0]
[null,null,null,null,null,null,null,null,null,null,null,null,null,null,null,null,null,null,null,null,null,null,null,null,null,null,null,5430,0,0,0,0,0,0,0]
[null,null,null,null,null,null,null,null,null,null,null,null,null,null,null,null,null,null,null,null,null,null,null,null,null,null,null,5439,0.118681057013616,0,0,0,0,0,0]
[null,null,null,null,null,null,null,null,null,null,null,null,null,null,null,null,null,null,null,null,null,null,null,null,null,null,null,5447,0,0,0,0,0,0,0]
[null,null,null,null,null,null,null,null,null,null,null,null,null,null,null,null,null,null,null,null,null,null,null,null,null,null,null,5456,0,0,0,0,0,0,0]
[null,null,null,null,null,null,null,null,null,null,null,null,null,null,null,null,null,null,null,null,null,null,null,null,null,null,null,5457,0.15024751288420399,0,0,0,0,0,0]
[null,null,null,null,null,null,null,null,null,null,null,null,null,null,null,null,null,null,null,null,null,null,null,null,null,null,null,5470,0,0,0,0,0,0,0]
[null,null,null,null,null,null,null,null,null,null,null,null,null,null,null,null,null,null,null,null,null,null,null,null,null,null,null,5474,0,0,0,0,0,0,0]
[null,null,null,null,null,null,null,null,null,null,null,null,null,null,null,null,null,null,null,null,null,null,null,null,null,null,null,5480,0,0,0,0,0,0,0]
[null,null,null,null,null,null,null,null,null,null,null,null,null,null,null,null,null,null,null,null,null,null,null,null,null,null,null,5491,0,0,0,0,0,0,0]
[null,null,null,null,null,null,null,null,null,null,null,null,null,null,null,null,null,null,null,null,null,null,null,null,null,null,null,5500,0,0,0,0,0,0,0]
[null,null,null,null,null,null,null,null,null,null,null,null,null,null,null,null,null,null,null,null,null,null,null,null,null,null,null,5507,0.38022382836991903,0.19490465151735201,0,0,0,0,0]
[null,null,null,null,null,null,null,null,null,null,null,null,null,null,null,null,null,null,null,null,null,null,null,null,null,null,null,5517,0,0,0,0,0,0,0]
[null,null,null,null,null,null,null,null,null,null,null,null,null,null,null,null,null,null,null,null,null,null,null,null,null,null,null,5524,0,0,0,0,0,0,0]
[null,null,null,null,null,null,null,null,null,null,null,null,null,null,null,null,null,null,null,null,null,null,null,null,null,null,null,5526,0,0,0,0,0,0,0]
[null,null,null,null,null,null,null,null,null,null,null,null,null,null,null,null,null,null,null,null,null,null,null,null,null,null,null,5535,9.8561048184626507E-2,0.29866984298371801,0,0,0,0,0]
[null,null,null,null,null,null,null,null,null,null,null,null,null,null,null,null,null,null,null,null,null,null,null,null,null,null,null,5547,0,0,0,0,0,0,0]
[null,null,null,null,null,null,null,null,null,null,null,null,null,null,null,null,null,null,null,null,null,null,null,null,null,null,null,5552,0,0,0,0,0,0,0]
[null,null,null,null,null,null,null,null,null,null,null,null,null,null,null,null,null,null,null,null,null,null,null,null,null,null,null,5561,0,0,0,0,0,0,0]
[null,null,null,null,null,null,null,null,null,null,null,null,null,null,null,null,null,null,null,null,null,null,null,null,null,null,null,5569,0,0,0,0,0,0,0]
[null,null,null,null,null,null,null,null,null,null,null,null,null,null,null,null,null,null,null,null,null,null,null,null,null,null,null,5578,0.19810011612520501,6.8784762543475098E-2,0,0,0,0,0]
[null,null,null,null,null,null,null,null,null,null,null,null,null,null,null,null,null,null,null,null,null,null,null,null,null,null,null,5584,1.6508343010433801E-2,0.18434316361650999,0,0,0,0,0]
[null,null,null,null,null,null,null,null,null,null,null,null,null,null,null,null,null,null,null,null,null,null,null,null,null,null,null,5587,0,0,0,0,0,0,0]
[null,null,null,null,null,null,null,null,null,null,null,null,null,null,null,null,null,null,null,null,null,null,null,null,null,null,null,5596,0,0,0,0,0,0,0]
[null,null,null,null,null,null,null,null,null,null,null,null,null,null,null,null,null,null,null,null,null,null,null,null,null,null,null,5604,0.448956162190083,0.31522453941005801,0,0,0,0,0]
[null,null,null,null,null,null,null,null,null,null,null,null,null,null,null,null,null,null,null,null,null,null,null,null,null,null,null,5613,0,0,0,0,0,0,0]
[null,null,null,null,null,null,null,null,null,null,null,null,null,null,null,null,null,null,null,null,null,null,null,null,null,null,null,5621,0,0,0,0,0,0,0]
[null,null,null,null,null,null,null,null,null,null,null,null,null,null,null,null,null,null,null,null,null,null,null,null,null,null,null,5630,0.298359655784116,0.60031400621623199,0,0,0,0,0]
[null,null,null,null,null,null,null,null,null,null,null,null,null,null,null,null,null,null,null,null,null,null,null,null,null,null,null,5639,0,0,0,0,0,0,0]
[null,null,null,null,null,null,null,null,null,null,null,null,null,null,null,null,null,null,null,null,null,null,null,null,null,null,null,5644,0,0,0,0,0,0,0]
[null,null,null,null,null,null,null,null,null,null,null,null,null,null,null,null,null,null,null,null,null,null,null,null,null,null,null,5648,0,0,0,0,0,0,0]
[null,null,null,null,null,null,null,null,null,null,null,null,null,null,null,null,null,null,null,null,null,null,null,null,null,null,null,5658,0,0,0,0,0,0,0]
[null,null,null,null,null,null,null,null,null,null,null,null,null,null,null,null,null,null,null,null,null,null,null,null,null,null,null,5665,0,0,0,0,0,0,0]
[null,null,null,null,null,null,null,null,null,null,null,null,null,null,null,null,null,null,null,null,null,null,null,null,null,null,null,5674,0.27794772808218998,0.103811802054793,0,0,0,0,0]
[null,null,null,null,null,null,null,null,null,null,null,null,null,null,null,null,null,null,null,null,null,null,null,null,null,null,null,5681,0,2.00926068493146E-2,0,0,0,0,0]
[null,null,null,null,null,null,null,null,null,null,null,null,null,null,null,null,null,null,null,null,null,null,null,null,null,null,null,5691,0,0,0,0,0,0,0]
[null,null,null,null,null,null,null,null,null,null,null,null,null,null,null,null,null,null,null,null,null,null,null,null,null,null,null,5700,0.37870801630427903,0.45104550256464498,0,0,0,0,0]
[null,null,null,null,null,null,null,null,null,null,null,null,null,null,null,null,null,null,null,null,null,null,null,null,null,null,null,5701,0.17871614252561499,0.37870801630428003,0,0,0,0,0]
[null,null,null,null,null,null,null,null,null,null,null,null,null,null,null,null,null,null,null,null,null,null,null,null,null,null,null,5709,0,0,0,0,0,0,0]
[null,null,null,null,null,null,null,null,null,null,null,null,null,null,null,null,null,null,null,null,null,null,null,null,null,null,null,5718,0,0,0,0,0,0,0]
[null,null,null,null,null,null,null,null,null,null,null,null,null,null,null,null,null,null,null,null,null,null,null,null,null,null,null,5726,0.18138312266823101,0.251921003705874,0,0,0,0,0]
[null,null,null,null,null,null,null,null,null,null,null,null,null,null,null,null,null,null,null,null,null,null,null,null,null,null,null,5735,0,0,0,0,0,0,0]
[null,null,null,null,null,null,null,null,null,null,null,null,null,null,null,null,null,null,null,null,null,null,null,null,null,null,null,5741,0,0,0,0,0,0,0]
[null,null,null,null,null,null,null,null,null,null,null,null,null,null,null,null,null,null,null,null,null,null,null,null,null,null,null,5752,1.39807454324762E-2,7.9224224117363504E-2,0,0,0,0,0]
[null,null,null,null,null,null,null,null,null,null,null,null,null,null,null,null,null,null,null,null,null,null,null,null,null,null,null,5755,0,0,0,0,0,0,0]
[null,null,null,null,null,null,null,null,null,null,null,null,null,null,null,null,null,null,null,null,null,null,null,null,null,null,null,5761,0,0,0,0,0,0,0]
[null,null,null,null,null,null,null,null,null,null,null,null,null,null,null,null,null,null,null,null,null,null,null,null,null,null,null,5770,0.39280883308963599,0.12593870984553299,0,0,0,0,0]
[null,null,null,null,null,null,null,null,null,null,null,null,null,null,null,null,null,null,null,null,null,null,null,null,null,null,null,5778,0,0,0,0,0,0,0]
[null,null,null,null,null,null,null,null,null,null,null,null,null,null,null,null,null,null,null,null,null,null,null,null,null,null,null,5787,0,0,0,0,0,0,0]
[null,null,null,null,null,null,null,null,null,null,null,null,null,null,null,null,null,null,null,null,null,null,null,null,null,null,null,5796,0.31165824507656897,0.29749196120945298,0,0,0,0,0]
[null,null,null,null,null,null,null,null,null,null,null,null,null,null,null,null,null,null,null,null,null,null,null,null,null,null,null,5801,0,2.1249425800676201E-2,0,0,0,0,0]
[null,null,null,null,null,null,null,null,null,null,null,null,null,null,null,null,null,null,null,null,null,null,null,null,null,null,null,5813,0,0,0,0,0,0,0]
[null,null,null,null,null,null,null,null,null,null,null,null,null,null,null,null,null,null,null,null,null,null,null,null,null,null,null,5815,0,0,0,0,0,0,0]
[null,null,null,null,null,null,null,null,null,null,null,null,null,null,null,null,null,null,null,null,null,null,null,null,null,null,null,5822,0.37001289734057402,0.24299354452216901,0,0,0,0,0]
[null,null,null,null,null,null,null,null,null,null,null,null,null,null,null,null,null,null,null,null,null,null,null,null,null,null,null,5831,0,0,0,0,0,0,0]
[null,null,null,null,null,null,null,null,null,null,null,null,null,null,null,null,null,null,null,null,null,null,null,null,null,null,null,5838,0,0,0,0,0,0,0]
[null,null,null,null,null,null,null,null,null,null,null,null,null,null,null,null,null,null,null,null,null,null,null,null,null,null,null,5848,4.1868434688229698E-2,0.16993658785222601,0,0,0,0,0]
[null,null,null,null,null,null,null,null,null,null,null,null,null,null,null,null,null,null,null,null,null,null,null,null,null,null,null,5859,0,0,0,0,0,0,0]
[null,null,null,null,null,null,null,null,null,null,null,null,null,null,null,null,null,null,null,null,null,null,null,null,null,null,null,5865,9.8163212076711401E-2,8.1802676730580205E-3,0,0,0,0,0]
[null,null,null,null,null,null,null,null,null,null,null,null,null,null,null,null,null,null,null,null,null,null,null,null,null,null,null,5874,0,0,0,0,0,0,0]
[null,null,null,null,null,null,null,null,null,null,null,null,null,null,null,null,null,null,null,null,null,null,null,null,null,null,null,5882,0,0,0,0,0,0,0]
[null,null,null,null,null,null,null,null,null,null,null,null,null,null,null,null,null,null,null,null,null,null,null,null,null,null,null,5883,0,0,0,0,0,0,0]
[null,null,null,null,null,null,null,null,null,null,null,null,null,null,null,null,null,null,null,null,null,null,null,null,null,null,null,5892,0.51063459550266999,0.40667306108895201,0,0,0,0,0]
[null,null,null,null,null,null,null,null,null,null,null,null,null,null,null,null,null,null,null,null,null,null,null,null,null,null,null,5905,0,0,0,0,0,0,0]
[null,null,null,null,null,null,null,null,null,null,null,null,null,null,null,null,null,null,null,null,null,null,null,null,null,null,null,5909,0,0,0,0,0,0,0]
[null,null,null,null,null,null,null,null,null,null,null,null,null,null,null,null,null,null,null,null,null,null,null,null,null,null,null,5919,0.244986227513417,0.48997245502683301,0,0,0,0,0]
[null,null,null,null,null,null,null,null,null,null,null,null,null,null,null,null,null,null,null,null,null,null,null,null,null,null,null,5926,0,0,0,0,0,0,0]
[null,null,null,null,null,null,null,null,null,null,null,null,null,null,null,null,null,null,null,null,null,null,null,null,null,null,null,5935,0,0,0,0,0,0,0]
[null,null,null,null,null,null,null,null,null,null,null,null,null,null,null,null,null,null,null,null,null,null,null,null,null,null,null,5942,0.485308426166077,0.66588830566973201,0,0,0,0,0]
[null,null,null,null,null,null,null,null,null,null,null,null,null,null,null,null,null,null,null,null,null,null,null,null,null,null,null,5944,8.7468379134583593E-2,0.25111889493477102,0,0,0,0,0]
[null,null,null,null,null,null,null,null,null,null,null,null,null,null,null,null,null,null,null,null,null,null,null,null,null,null,null,5956,0,0,0,0,0,0,0]
[null,null,null,null,null,null,null,null,null,null,null,null,null,null,null,null,null,null,null,null,null,null,null,null,null,null,null,5961,0.18658331153841301,1.9991069093400201E-2,0,0,0,0,0]
[null,null,null,null,null,null,null,null,null,null,null,null,null,null,null,null,null,null,null,null,null,null,null,null,null,null,null,5970,0,0,0,0,0,0,0]
[null,null,null,null,null,null,null,null,null,null,null,null,null,null,null,null,null,null,null,null,null,null,null,null,null,null,null,5979,0,0,0,0,0,0,0]
[null,null,null,null,null,null,null,null,null,null,null,null,null,null,null,null,null,null,null,null,null,null,null,null,null,null,null,5987,0.20048623095333201,0.10328078564262599,0,0,0,0,0]
[null,null,null,null,null,null,null,null,null,null,null,null,null,null,null,null,null,null,null,null,null,null,null,null,null,null,null,5996,0,0,0,0,0,0,0]
[null,null,null,null,null,null,null,null,null,null,null,null,null,null,null,null,null,null,null,null,null,null,null,null,null,null,null,6002,0,0,0,0,0,0,0]
[null,null,null,null,null,null,null,null,null,null,null,null,null,null,null,null,null,null,null,null,null,null,null,null,null,null,null,6005,0,0,0,0,0,0,0]
[null,null,null,null,null,null,null,null,null,null,null,null,null,null,null,null,null,null,null,null,null,null,null,null,null,null,null,6016,9.4070538684692298E-2,0.29503941678381002,0,0,0,0,0]
[null,null,null,null,null,null,null,null,null,null,null,null,null,null,null,null,null,null,null,null,null,null,null,null,null,null,null,6022,0,0,0,0,0,0,0]
[null,null,null,null,null,null,null,null,null,null,null,null,null,null,null,null,null,null,null,null,null,null,null,null,null,null,null,6031,0,0,0,0,0,0,0]
[null,null,null,null,null,null,null,null,null,null,null,null,null,null,null,null,null,null,null,null,null,null,null,null,null,null,null,6039,0.213912571814347,0.26993729300381902,0,0,0,0,0]
[null,null,null,null,null,null,null,null,null,null,null,null,null,null,null,null,null,null,null,null,null,null,null,null,null,null,null,6048,0,0,0,0,0,0,0]
[null,null,null,null,null,null,null,null,null,null,null,null,null,null,null,null,null,null,null,null,null,null,null,null,null,null,null,6053,0,0,0,0,0,0,0]
[null,null,null,null,null,null,null,null,null,null,null,null,null,null,null,null,null,null,null,null,null,null,null,null,null,null,null,6065,0,5.7580554455782799E-2,0,0,0,0,0]
[null,null,null,null,null,null,null,null,null,null,null,null,null,null,null,null,null,null,null,null,null,null,null,null,null,null,null,6066,0,0,0,0,0,0,0]
[null,null,null,null,null,null,null,null,null,null,null,null,null,null,null,null,null,null,null,null,null,null,null,null,null,null,null,6076,0,0,0,0,0,0,0]
[null,null,null,null,null,null,null,null,null,null,null,null,null,null,null,null,null,null,null,null,null,null,null,null,null,null,null,6083,0.58394095489343301,0.37701042233410897,0,0,0,0,0]
[null,null,null,null,null,null,null,null,null,null,null,null,null,null,null,null,null,null,null,null,null,null,null,null,null,null,null,6092,0,0,0,0,0,0,0]
[null,null,null,null,null,null,null,null,null,null,null,null,null,null,null,null,null,null,null,null,null,null,null,null,null,null,null,6099,0,0,0,0,0,0,0]
[null,null,null,null,null,null,null,null,null,null,null,null,null,null,null,null,null,null,null,null,null,null,null,null,null,null,null,6109,0.49243244780041001,0.48331332839670099,0,0,0,0,0]
[null,null,null,null,null,null,null,null,null,null,null,null,null,null,null,null,null,null,null,null,null,null,null,null,null,null,null,6113,0,0.100310313440824,0,0,0,0,0]
[null,null,null,null,null,null,null,null,null,null,null,null,null,null,null,null,null,null,null,null,null,null,null,null,null,null,null,6126,0,0,0,0,0,0,0]
[null,null,null,null,null,null,null,null,null,null,null,null,null,null,null,null,null,null,null,null,null,null,null,null,null,null,null,6127,0,0,0,0,0,0,0]
[null,null,null,null,null,null,null,null,null,null,null,null,null,null,null,null,null,null,null,null,null,null,null,null,null,null,null,6136,7.0766594160821303E-2,0.30834016027215,0,0,0,0,0]
[null,null,null,null,null,null,null,null,null,null,null,null,null,null,null,null,null,null,null,null,null,null,null,null,null,null,null,6144,0,0,0,0,0,0,0]
[null,null,null,null,null,null,null,null,null,null,null,null,null,null,null,null,null,null,null,null,null,null,null,null,null,null,null,6150,0,0,0,0,0,0,0]
[null,null,null,null,null,null,null,null,null,null,null,null,null,null,null,null,null,null,null,null,null,null,null,null,null,null,null,6161,0,8.9046525778213606E-2,0,0,0,0,0]
[null,null,null,null,null,null,null,null,null,null,null,null,null,null,null,null,null,null,null,null,null,null,null,null,null,null,null,6170,0,0,0,0,0,0,0]
[null,null,null,null,null,null,null,null,null,null,null,null,null,null,null,null,null,null,null,null,null,null,null,null,null,null,null,6173,0,0,0,0,0,0,0]
[null,null,null,null,null,null,null,null,null,null,null,null,null,null,null,null,null,null,null,null,null,null,null,null,null,null,null,6187,0,0,0,0,0,0,0]
[null,null,null,null,null,null,null,null,null,null,null,null,null,null,null,null,null,null,null,null,null,null,null,null,null,null,null,6188,0,0,0,0,0,0,0]
[null,null,null,null,null,null,null,null,null,null,null,null,null,null,null,null,null,null,null,null,null,null,null,null,null,null,null,6196,0,0,0,0,0,0,0]
[null,null,null,null,null,null,null,null,null,null,null,null,null,null,null,null,null,null,null,null,null,null,null,null,null,null,null,6205,0.73822780881085004,0.79545477073417203,0,0,0,0,0]
[null,null,null,null,null,null,null,null,null,null,null,null,null,null,null,null,null,null,null,null,null,null,null,null,null,null,null,6217,0,0,0,0,0,0,0]
[null,null,null,null,null,null,null,null,null,null,null,null,null,null,null,null,null,null,null,null,null,null,null,null,null,null,null,6222,0,0,0,0,0,0,0]
[null,null,null,null,null,null,null,null,null,null,null,null,null,null,null,null,null,null,null,null,null,null,null,null,null,null,null,6231,0.27886369727278398,0.66617438792942696,0,0,0,0,0]
[null,null,null,null,null,null,null,null,null,null,null,null,null,null,null,null,null,null,null,null,null,null,null,null,null,null,null,6240,0,0,0,0,0,0,0]
[null,null,null,null,null,null,null,null,null,null,null,null,null,null,null,null,null,null,null,null,null,null,null,null,null,null,null,6248,0,0,0,0,0,0,0]
[null,null,null,null,null,null,null,null,null,null,null,null,null,null,null,null,null,null,null,null,null,null,null,null,null,null,null,6254,0.770233602087248,0.58996616330087004,0,0,0,0,0]
[null,null,null,null,null,null,null,null,null,null,null,null,null,null,null,null,null,null,null,null,null,null,null,null,null,null,null,6257,0,0.13110359184463599,0,0,0,0,0]
[null,null,null,null,null,null,null,null,null,null,null,null,null,null,null,null,null,null,null,null,null,null,null,null,null,null,null,6266,0,0,0,0,0,0,0]
[null,null,null,null,null,null,null,null,null,null,null,null,null,null,null,null,null,null,null,null,null,null,null,null,null,null,null,6277,1.05582929608915,1.06660306441659,0,0,0,0,0]
[null,null,null,null,null,null,null,null,null,null,null,null,null,null,null,null,null,null,null,null,null,null,null,null,null,null,null,6283,0,0,0,0,0,0,0]
[null,null,null,null,null,null,null,null,null,null,null,null,null,null,null,null,null,null,null,null,null,null,null,null,null,null,null,6292,0,0,0,0,0,0,0]
[null,null,null,null,null,null,null,null,null,null,null,null,null,null,null,null,null,null,null,null,null,null,null,null,null,null,null,6300,1.1607790193441501,1.01348983864187,0,0,0,0,0]
[null,null,null,null,null,null,null,null,null,null,null,null,null,null,null,null,null,null,null,null,null,null,null,null,null,null,null,6309,0,0,0,0,0,0,0]
[null,null,null,null,null,null,null,null,null,null,null,null,null,null,null,null,null,null,null,null,null,null,null,null,null,null,null,6314,0,0,0,0,0,0,0]
[null,null,null,null,null,null,null,null,null,null,null,null,null,null,null,null,null,null,null,null,null,null,null,null,null,null,null,6318,0,0,0,0,0,0,0]
[null,null,null,null,null,null,null,null,null,null,null,null,null,null,null,null,null,null,null,null,null,null,null,null,null,null,null,6327,0.660124635324841,1.0136340028758499,0,0,0,0,0]
[null,null,null,null,null,null,null,null,null,null,null,null,null,null,null,null,null,null,null,null,null,null,null,null,null,null,null,6337,0,0,0,0,0,0,0]
[null,null,null,null,null,null,null,null,null,null,null,null,null,null,null,null,null,null,null,null,null,null,null,null,null,null,null,6344,6.6435787995926796E-2,0,0,0,0,0,0]
[null,null,null,null,null,null,null,null,null,null,null,null,null,null,null,null,null,null,null,null,null,null,null,null,null,null,null,6351,0.59792209196334101,0.57300867146487,0,0,0,0,0]
[null,null,null,null,null,null,null,null,null,null,null,null,null,null,null,null,null,null,null,null,null,null,null,null,null,null,null,6361,0,0,0,0,0,0,0]
[null,null,null,null,null,null,null,null,null,null,null,null,null,null,null,null,null,null,null,null,null,null,null,null,null,null,null,6370,0.94681091563798603,0.52306337297483296,0,0,0,0,0]
[null,null,null,null,null,null,null,null,null,null,null,null,null,null,null,null,null,null,null,null,null,null,null,null,null,null,null,6374,1.24144787889596,1.5923638126638899,0,0,1,0,1]
[null,null,null,null,null,null,null,null,null,null,null,null,null,null,null,null,null,null,null,null,null,null,null,null,null,null,null,6379,0,0,0,0,0,0,0]
[null,null,null,null,null,null,null,null,null,null,null,null,null,null,null,null,null,null,null,null,null,null,null,null,null,null,null,6388,0,0,0,0,0,0,0]
[null,null,null,null,null,null,null,null,null,null,null,null,null,null,null,null,null,null,null,null,null,null,null,null,null,null,null,6397,1.0228751563502401,1.2106686420864201,0,0,0,0,0]
[null,null,null,null,null,null,null,null,null,null,null,null,null,null,null,null,null,null,null,null,null,null,null,null,null,null,null,6405,0,0,0,0,0,0,0]
[null,null,null,null,null,null,null,null,null,null,null,null,null,null,null,null,null,null,null,null,null,null,null,null,null,null,null,6411,0,0,0,0,0,0,0]
[null,null,null,null,null,null,null,null,null,null,null,null,null,null,null,null,null,null,null,null,null,null,null,null,null,null,null,6422,1.1412824049231001,1.3409126605697099,0,0,0,0,0]
[null,null,null,null,null,null,null,null,null,null,null,null,null,null,null,null,null,null,null,null,null,null,null,null,null,null,null,6431,0,0,0,0,0,0,0]
[null,null,null,null,null,null,null,null,null,null,null,null,null,null,null,null,null,null,null,null,null,null,null,null,null,null,null,6434,0,0,0,0,0,0,0]
[null,null,null,null,null,null,null,null,null,null,null,null,null,null,null,null,null,null,null,null,null,null,null,null,null,null,null,6440,0.12248070899170201,0,0,0,0,0,0]
[null,null,null,null,null,null,null,null,null,null,null,null,null,null,null,null,null,null,null,null,null,null,null,null,null,null,null,6448,0.33978519268665702,0.76649217885129395,0,0,0,0,0]
[null,null,null,null,null,null,null,null,null,null,null,null,null,null,null,null,null,null,null,null,null,null,null,null,null,null,null,6457,0,0,0,0,0,0,0]
[null,null,null,null,null,null,null,null,null,null,null,null,null,null,null,null,null,null,null,null,null,null,null,null,null,null,null,6466,0.46867578689629702,0.29623846907596302,0,0,0,0,{"$f":"SUM(AE6571:AH6571)","v":0}]
[null,null,null,null,null,null,null,null,null,null,null,null,null,null,null,null,null,null,null,null,null,null,null,null,null,null,null,6471,0.91082275566639004,1.31317649724717,0,0,0,0,0]
[null,null,null,null,null,null,null,null,null,null,null,null,null,null,null,null,null,null,null,null,null,null,null,null,null,null,null,6483,0,0,0,0,0,0,0]
[null,null,null,null,null,null,null,null,null,null,null,null,null,null,null,null,null,null,null,null,null,null,null,null,null,null,null,6492,1.1388199908746499,0.54271890190119898,0,0,0,0,0]
[null,null,null,null,null,null,null,null,null,null,null,null,null,null,null,null,null,null,null,null,null,null,null,null,null,null,null,6494,0.41816046539928398,1.1388199908746499,0,0,0,0,0]
[null,null,null,null,null,null,null,null,null,null,null,null,null,null,null,null,null,null,null,null,null,null,null,null,null,null,null,6501,0,0,0,0,0,0,0]
[null,null,null,null,null,null,null,null,null,null,null,null,null,null,null,null,null,null,null,null,null,null,null,null,null,null,null,6508,0,0,0,0,0,0,0]
[null,null,null,null,null,null,null,null,null,null,null,null,null,null,null,null,null,null,null,null,null,null,null,null,null,null,null,6518,1.2030177481628801,1.4010299862145299,0,0,0,0,0]
[null,null,null,null,null,null,null,null,null,null,null,null,null,null,null,null,null,null,null,null,null,null,null,null,null,null,null,6527,0,0,0,0,0,0,0]
[null,null,null,null,null,null,null,null,null,null,null,null,null,null,null,null,null,null,null,null,null,null,null,null,null,null,null,6531,0,0,0,0,0,0,0]
[null,null,null,null,null,null,null,null,null,null,null,null,null,null,null,null,null,null,null,null,null,null,null,null,null,null,null,6544,0.464149457637475,0.93623309403798305,0,0,0,0,0]
[null,null,null,null,null,null,null,null,null,null,null,null,null,null,null,null,null,null,null,null,null,null,null,null,null,null,null,6552,0,0,0,0,0,0,0]
[null,null,null,null,null,null,null,null,null,null,null,null,null,null,null,null,null,null,null,null,null,null,null,null,null,null,null,6553,0,0,0,0,0,0,0]
[null,null,null,null,null,null,null,null,null,null,null,null,null,null,null,null,null,null,null,null,null,null,null,null,null,null,null,6562,0.71779520633714999,0.33858264449865599,0,0,0,0,0]
[null,null,null,null,null,null,null,null,null,null,null,null,null,null,null,null,null,null,null,null,null,null,null,null,null,null,null,6575,0,0,0,0,0,0,0]
[null,null,null,null,null,null,null,null,null,null,null,null,null,null,null,null,null,null,null,null,null,null,null,null,null,null,null,6579,0,0,0,0,0,0,0]
[null,null,null,null,null,null,null,null,null,null,null,null,null,null,null,null,null,null,null,null,null,null,null,null,null,null,null,6588,1.0526054203439199,1.15676949839878,0,0,0,0,0]
[null,null,null,null,null,null,null,null,null,null,null,null,null,null,null,null,null,null,null,null,null,null,null,null,null,null,null,6598,0,0,0,0,0,0,0]
[null,null,null,null,null,null,null,null,null,null,null,null,null,null,null,null,null,null,null,null,null,null,null,null,null,null,null,6605,0,0,0,0,0,0,0]
[null,null,null,null,null,null,null,null,null,null,null,null,null,null,null,null,null,null,null,null,null,null,null,null,null,null,null,6612,0.95033549296503605,0.63536715815376799,0,0,0,0,0]
[null,null,null,null,null,null,null,null,null,null,null,null,null,null,null,null,null,null,null,null,null,null,null,null,null,null,null,6614,0.83086474527800303,1.0100708668085501,0,0,0,0,0]
[null,null,null,null,null,null,null,null,null,null,null,null,null,null,null,null,null,null,null,null,null,null,null,null,null,null,null,6623,0,0,0,0,0,0,0]
[null,null,null,null,null,null,null,null,null,null,null,null,null,null,null,null,null,null,null,null,null,null,null,null,null,null,null,6635,0.718482583126139,0.73790103131873797,0,0,0,0,0]
[null,null,null,null,null,null,null,null,null,null,null,null,null,null,null,null,null,null,null,null,null,null,null,null,null,null,null,6640,0.252439826503779,0.43367867630136298,0,0,0,0,0]
[null,null,null,null,null,null,null,null,null,null,null,null,null,null,null,null,null,null,null,null,null,null,null,null,null,null,null,6649,0,0,0,0,0,0,0]
[null,null,null,null,null,null,null,null,null,null,null,null,null,null,null,null,null,null,null,null,null,null,null,null,null,null,null,6657,0.60596657201544901,0.10001390023556,0,0,0,0,0]
[null,null,null,null,null,null,null,null,null,null,null,null,null,null,null,null,null,null,null,null,null,null,null,null,null,null,null,6666,0,6.4714876623009301E-2,0,0,0,0,0]
[null,null,null,null,null,null,null,null,null,null,null,null,null,null,null,null,null,null,null,null,null,null,null,null,null,null,null,6672,0,0,0,0,0,0,0]
[null,null,null,null,null,null,null,null,null,null,null,null,null,null,null,null,null,null,null,null,null,null,null,null,null,null,null,6675,0,0,0,0,0,0,0]
[null,null,null,null,null,null,null,null,null,null,null,null,null,null,null,null,null,null,null,null,null,null,null,null,null,null,null,6684,1.0753968815819199,0.35374897420457901,0,0,0,0,0]
[null,null,null,null,null,null,null,null,null,null,null,null,null,null,null,null,null,null,null,null,null,null,null,null,null,null,null,6695,0,0,0,0,0,0,0]
[null,null,null,null,null,null,null,null,null,null,null,null,null,null,null,null,null,null,null,null,null,null,null,null,null,null,null,6701,0,0,0,0,0,0,0]
[null,null,null,null,null,null,null,null,null,null,null,null,null,null,null,null,null,null,null,null,null,null,null,null,null,null,null,6709,0.61921114401530797,0.84356300778896898,0,0,0,0,0]
[null,null,null,null,null,null,null,null,null,null,null,null,null,null,null,null,null,null,null,null,null,null,null,null,null,null,null,6718,0,0,0,0,0,0,0]
[null,null,null,null,null,null,null,null,null,null,null,null,null,null,null,null,null,null,null,null,null,null,null,null,null,null,null,6727,0,0,0,0,0,0,0]
[null,null,null,null,null,null,null,null,null,null,null,null,null,null,null,null,null,null,null,null,null,null,null,null,null,null,null,6732,0.79393578851153201,1.0368888166899199,0,0,0,0,0]
[null,null,null,null,null,null,null,null,null,null,null,null,null,null,null,null,null,null,null,null,null,null,null,null,null,null,null,6736,0.63775169896827999,1.16704222464263,0,0,0,0,0]
[null,null,null,null,null,null,null,null,null,null,null,null,null,null,null,null,null,null,null,null,null,null,null,null,null,null,null,6746,0,0,0,0,0,0,0]
[null,null,null,null,null,null,null,null,null,null,null,null,null,null,null,null,null,null,null,null,null,null,null,null,null,null,null,6753,0.51168676356452103,0.124159288217862,0,0,0,0,0]
[null,null,null,null,null,null,null,null,null,null,null,null,null,null,null,null,null,null,null,null,null,null,null,null,null,null,null,6762,0,0.135446496237668,0,0,0,0,0]
[null,null,null,null,null,null,null,null,null,null,null,null,null,null,null,null,null,null,null,null,null,null,null,null,null,null,null,6769,0,0,0,0,0,0,0]
[null,null,null,null,null,null,null,null,null,null,null,null,null,null,null,null,null,null,null,null,null,null,null,null,null,null,null,6779,1.0728699513065401,0.66663763964678302,0,0,0,0,0]
[null,null,null,null,null,null,null,null,null,null,null,null,null,null,null,null,null,null,null,null,null,null,null,null,null,null,null,6788,0,0,0,0,0,0,0]
[null,null,null,null,null,null,null,null,null,null,null,null,null,null,null,null,null,null,null,null,null,null,null,null,null,null,null,6792,0,0,0,0,0,0,0]
[null,null,null,null,null,null,null,null,null,null,null,null,null,null,null,null,null,null,null,null,null,null,null,null,null,null,null,6797,0,0,0,0,0,0,0]
[null,null,null,null,null,null,null,null,null,null,null,null,null,null,null,null,null,null,null,null,null,null,null,null,null,null,null,6806,0.762542721810757,1.0762745844986099,0,0,0,0,0]
[null,null,null,null,null,null,null,null,null,null,null,null,null,null,null,null,null,null,null,null,null,null,null,null,null,null,null,6814,0,0,0,0,0,0,0]
[null,null,null,null,null,null,null,null,null,null,null,null,null,null,null,null,null,null,null,null,null,null,null,null,null,null,null,6823,0,0,0,0,0,0,0]
[null,null,null,null,null,null,null,null,null,null,null,null,null,null,null,null,null,null,null,null,null,null,null,null,null,null,null,6829,1.0198498931484901,0.85667391024473505,0,0,0,0,0]
[null,null,null,null,null,null,null,null,null,null,null,null,null,null,null,null,null,null,null,null,null,null,null,null,null,null,null,6840,0,0,0,0,0,0,0]
[null,null,null,null,null,null,null,null,null,null,null,null,null,null,null,null,null,null,null,null,null,null,null,null,null,null,null,6843,0,0,0,0,0,0,0]
[null,null,null,null,null,null,null,null,null,null,null,null,null,null,null,null,null,null,null,null,null,null,null,null,null,null,null,6857,6.3043121750556902E-2,0.22065092612694701,0,0,0,0,0]
[null,null,null,null,null,null,null,null,null,null,null,null,null,null,null,null,null,null,null,null,null,null,null,null,null,null,null,6858,0,6.3043121750555597E-2,0,0,0,0,0]
[null,null,null,null,null,null,null,null,null,null,null,null,null,null,null,null,null,null,null,null,null,null,null,null,null,null,null,6866,0,0,0,0,0,0,0]
[null,null,null,null,null,null,null,null,null,null,null,null,null,null,null,null,null,null,null,null,null,null,null,null,null,null,null,6875,1.5495232464967601,1.1576484579395701,0,0,0,0,0]
[null,null,null,null,null,null,null,null,null,null,null,null,null,null,null,null,null,null,null,null,null,null,null,null,null,null,null,6884,0,0,0,0,0,0,0]
[null,null,null,null,null,null,null,null,null,null,null,null,null,null,null,null,null,null,null,null,null,null,null,null,null,null,null,6889,0,0,0,0,0,0,0]
[null,null,null,null,null,null,null,null,null,null,null,null,null,null,null,null,null,null,null,null,null,null,null,null,null,null,null,6901,0.78315433930974998,1.90350013026675,0,0,0,0,0]
[null,null,null,null,null,null,null,null,null,null,null,null,null,null,null,null,null,null,null,null,null,null,null,null,null,null,null,6910,0,0,0,0,0,0,0]
[null,null,null,null,null,null,null,null,null,null,null,null,null,null,null,null,null,null,null,null,null,null,null,null,null,null,null,6918,0,0,0,0,0,0,0]
[null,null,null,null,null,null,null,null,null,null,null,null,null,null,null,null,null,null,null,null,null,null,null,null,null,null,null,6919,3.70649315152842E-2,0,0,0,0,0,0]
[null,null,null,null,null,null,null,null,null,null,null,null,null,null,null,null,null,null,null,null,null,null,null,null,null,null,null,6933,0,0,0,0,0,0,0]
[null,null,null,null,null,null,null,null,null,null,null,null,null,null,null,null,null,null,null,null,null,null,null,null,null,null,null,6936,0,0,0,0,0,0,0]
[null,null,null,null,null,null,null,null,null,null,null,null,null,null,null,null,null,null,null,null,null,null,null,null,null,null,null,6947,0.57224448562797103,0.49537582337943797,0,0,0,0,0]
[null,null,null,null,null,null,null,null,null,null,null,null,null,null,null,null,null,null,null,null,null,null,null,null,null,null,null,6953,5.1245774832355602E-2,0.18790117438530199,0,0,0,0,0]
[null,null,null,null,null,null,null,null,null,null,null,null,null,null,null,null,null,null,null,null,null,null,null,null,null,null,null,6962,0,0,0,0,0,0,0]
[null,null,null,null,null,null,null,null,null,null,null,null,null,null,null,null,null,null,null,null,null,null,null,null,null,null,null,6970,0.41651198513247101,0.31238398884935498,0,0,0,0,0]
[null,null,null,null,null,null,null,null,null,null,null,null,null,null,null,null,null,null,null,null,null,null,null,null,null,null,null,6979,0,0,0,0,0,0,0]
[null,null,null,null,null,null,null,null,null,null,null,null,null,null,null,null,null,null,null,null,null,null,null,null,null,null,null,6980,0,0,0,0,0,0,0]
[null,null,null,null,null,null,null,null,null,null,null,null,null,null,null,null,null,null,null,null,null,null,null,null,null,null,null,6993,0.33914478985815499,0.16957239492907999,0,0,0,0,0]
[null,null,null,null,null,null,null,null,null,null,null,null,null,null,null,null,null,null,null,null,null,null,null,null,null,null,null,6997,0.67828957971630999,0.63759220493332902,0,0,0,0,0]
[null,null,null,null,null,null,null,null,null,null,null,null,null,null,null,null,null,null,null,null,null,null,null,null,null,null,null,7007,0,0,0,0,0,0,0]
[null,null,null,null,null,null,null,null,null,null,null,null,null,null,null,null,null,null,null,null,null,null,null,null,null,null,null,7014,0,0,0,0,0,0,0]
[null,null,null,null,null,null,null,null,null,null,null,null,null,null,null,null,null,null,null,null,null,null,null,null,null,null,null,7023,0.58984654234622602,1.61533138067365,0,0,0,0,0]
[null,null,null,null,null,null,null,null,null,null,null,null,null,null,null,null,null,null,null,null,null,null,null,null,null,null,null,7030,0,0,0,0,0,0,0]
[null,null,null,null,null,null,null,null,null,null,null,null,null,null,null,null,null,null,null,null,null,null,null,null,null,null,null,7040,6.0678679450955099E-2,0,0,0,0,0,0]
[null,null,null,null,null,null,null,null,null,null,null,null,null,null,null,null,null,null,null,null,null,null,null,null,null,null,null,7044,1.00947257632043,0.72262790982501002,0,0,0,0,0]
[null,null,null,null,null,null,null,null,null,null,null,null,null,null,null,null,null,null,null,null,null,null,null,null,null,null,null,7049,6.0678679450955099E-2,0.21513349987156699,0,0,0,0,0]
[null,null,null,null,null,null,null,null,null,null,null,null,null,null,null,null,null,null,null,null,null,null,null,null,null,null,null,7058,0,0,0,0,0,0,0]
[null,null,null,null,null,null,null,null,null,null,null,null,null,null,null,null,null,null,null,null,null,null,null,null,null,null,null,7067,0.76218789161534195,0.53405001929510398,0,0,0,0,0]
[null,null,null,null,null,null,null,null,null,null,null,null,null,null,null,null,null,null,null,null,null,null,null,null,null,null,null,7075,0,0,0,0,0,0,0]
[null,null,null,null,null,null,null,null,null,null,null,null,null,null,null,null,null,null,null,null,null,null,null,null,null,null,null,7081,0,0,0,0,0,0,0]
[null,null,null,null,null,null,null,null,null,null,null,null,null,null,null,null,null,null,null,null,null,null,null,null,null,null,null,7092,0.87053886442579997,0.98338649499951403,0,0,0,0,0]
[null,null,null,null,null,null,null,null,null,null,null,null,null,null,null,null,null,null,null,null,null,null,null,null,null,null,null,7101,0,0,0,0,0,0,0]
[null,null,null,null,null,null,null,null,null,null,null,null,null,null,null,null,null,null,null,null,null,null,null,null,null,null,null,7104,0,0,0,0,0,0,0]
[null,null,null,null,null,null,null,null,null,null,null,null,null,null,null,null,null,null,null,null,null,null,null,null,null,null,null,7110,0,0,0,0,0,0,0]
[null,null,null,null,null,null,null,null,null,null,null,null,null,null,null,null,null,null,null,null,null,null,null,null,null,null,null,7119,0.93471548451952502,1.25367053136979,0,0,0,0,0]
[null,null,null,null,null,null,null,null,null,null,null,null,null,null,null,null,null,null,null,null,null,null,null,null,null,null,null,7127,0,0,0,0,0,0,0]
[null,null,null,null,null,null,null,null,null,null,null,null,null,null,null,null,null,null,null,null,null,null,null,null,null,null,null,7136,0.51737806321709501,8.8064351185887499E-2,0,0,0,0,0]
[null,null,null,null,null,null,null,null,null,null,null,null,null,null,null,null,null,null,null,null,null,null,null,null,null,null,null,7141,0.91366764355359398,0.73753894118181695,0,0,0,0,0]
[null,null,null,null,null,null,null,null,null,null,null,null,null,null,null,null,null,null,null,null,null,null,null,null,null,null,null,7153,0,0,0,0,0,0,0]
[null,null,null,null,null,null,null,null,null,null,null,null,null,null,null,null,null,null,null,null,null,null,null,null,null,null,null,7162,1.3322808701576001,1.0734619749995999,0,0,0,0,0]
[null,null,null,null,null,null,null,null,null,null,null,null,null,null,null,null,null,null,null,null,null,null,null,null,null,null,null,7164,1.20074995622484,0.98011745543441198,0,0,0,0,0]
[null,null,null,null,null,null,null,null,null,null,null,null,null,null,null,null,null,null,null,null,null,null,null,null,null,null,null,7171,0,3.3943461660065899E-2,0,0,0,0,0]
[null,null,null,null,null,null,null,null,null,null,null,null,null,null,null,null,null,null,null,null,null,null,null,null,null,null,null,7178,0,0,0,0,0,0,0]
[null,null,null,null,null,null,null,null,null,null,null,null,null,null,null,null,null,null,null,null,null,null,null,null,null,null,null,7188,1.48459774362168,1.49830172279357,0,0,0,0,0]
[null,null,null,null,null,null,null,null,null,null,null,null,null,null,null,null,null,null,null,null,null,null,null,null,null,null,null,7197,0,0,0,0,0,0,0]
[null,null,null,null,null,null,null,null,null,null,null,null,null,null,null,null,null,null,null,null,null,null,null,null,null,null,null,7201,0,0,0,0,0,0,0]
[null,null,null,null,null,null,null,null,null,null,null,null,null,null,null,null,null,null,null,null,null,null,null,null,null,null,null,7214,0.74643415518091605,0.735209581418797,0,0,0,0,0]
[null,null,null,null,null,null,null,null,null,null,null,null,null,null,null,null,null,null,null,null,null,null,null,null,null,null,null,7223,0,0,0,0,0,0,0]
[null,null,null,null,null,null,null,null,null,null,null,null,null,null,null,null,null,null,null,null,null,null,null,null,null,null,null,7224,0,0,0,0,0,0,0]
[null,null,null,null,null,null,null,null,null,null,null,null,null,null,null,null,null,null,null,null,null,null,null,null,null,null,null,7232,0.50443594380629997,0.13661806811420801,0,0,0,0,0]
[null,null,null,null,null,null,null,null,null,null,null,null,null,null,null,null,null,null,null,null,null,null,null,null,null,null,null,7245,0,0,0,0,0,0,0]
[null,null,null,null,null,null,null,null,null,null,null,null,null,null,null,null,null,null,null,null,null,null,null,null,null,null,null,7249,0,0,0,0,0,0,0]
[null,null,null,null,null,null,null,null,null,null,null,null,null,null,null,null,null,null,null,null,null,null,null,null,null,null,null,7258,1.5403140336535399,1.03820186091844,0,0,0,0,0]
[null,null,null,null,null,null,null,null,null,null,null,null,null,null,null,null,null,null,null,null,null,null,null,null,null,null,null,7268,0,0,0,0,0,0,0]
[null,null,null,null,null,null,null,null,null,null,null,null,null,null,null,null,null,null,null,null,null,null,null,null,null,null,null,7275,0,0,0,0,0,0,0]
[null,null,null,null,null,null,null,null,null,null,null,null,null,null,null,null,null,null,null,null,null,null,null,null,null,null,null,7282,0.87656598501013805,0.592971107506859,0,0,0,0,0]
[null,null,null,null,null,null,null,null,null,null,null,null,null,null,null,null,null,null,null,null,null,null,null,null,null,null,null,7284,0.483400359380591,0.85722997063491502,0,0,0,0,0]
[null,null,null,null,null,null,null,null,null,null,null,null,null,null,null,null,null,null,null,null,null,null,null,null,null,null,null,7293,0,0,0,0,0,0,0]
[null,null,null,null,null,null,null,null,null,null,null,null,null,null,null,null,null,null,null,null,null,null,null,null,null,null,null,7305,0.36960262711910002,0.198592456362501,0,0,0,0,0]
[null,null,null,null,null,null,null,null,null,null,null,null,null,null,null,null,null,null,null,null,null,null,null,null,null,null,null,7310,1.1363901669631999,1.10329142423612,0,0,0,0,0]
[null,null,null,null,null,null,null,null,null,null,null,null,null,null,null,null,null,null,null,null,null,null,null,null,null,null,null,7319,0,0,0,0,0,0,0]
[null,null,null,null,null,null,null,null,null,null,null,null,null,null,null,null,null,null,null,null,null,null,null,null,null,null,null,7328,0.58390873699729695,0.153844218131025,0,0,0,0,0]
[null,null,null,null,null,null,null,null,null,null,null,null,null,null,null,null,null,null,null,null,null,null,null,null,null,null,null,7336,0.94054760630103496,1.42655547721495,0,0,0,0,0]
[null,null,null,null,null,null,null,null,null,null,null,null,null,null,null,null,null,null,null,null,null,null,null,null,null,null,null,7342,0,0,0,0,0,0,0]
[null,null,null,null,null,null,null,null,null,null,null,null,null,null,null,null,null,null,null,null,null,null,null,null,null,null,null,7345,0,0,0,0,0,0,0]
[null,null,null,null,null,null,null,null,null,null,null,null,null,null,null,null,null,null,null,null,null,null,null,null,null,null,null,7354,0.54053751990360899,0.35485669245580398,0,0,0,0,0]
[null,null,null,null,null,null,null,null,null,null,null,null,null,null,null,null,null,null,null,null,null,null,null,null,null,null,null,7365,0,0,0,0,0,0,0]
[null,null,null,null,null,null,null,null,null,null,null,null,null,null,null,null,null,null,null,null,null,null,null,null,null,null,null,7371,0,0,0,0,0,0,0]
[null,null,null,null,null,null,null,null,null,null,null,null,null,null,null,null,null,null,null,null,null,null,null,null,null,null,null,7379,2.0018194397490898,1.4094047893010999,0,0,0,0,0]
[null,null,null,null,null,null,null,null,null,null,null,null,null,null,null,null,null,null,null,null,null,null,null,null,null,null,null,7388,0,0,0,0,0,0,0]
[null,null,null,null,null,null,null,null,null,null,null,null,null,null,null,null,null,null,null,null,null,null,null,null,null,null,null,7397,0,0,0,0,0,0,0]
[null,null,null,null,null,null,null,null,null,null,null,null,null,null,null,null,null,null,null,null,null,null,null,null,null,null,null,7402,0.34490973040108303,0.40419109031377098,0,0,0,0,0]
[null,null,null,null,null,null,null,null,null,null,null,null,null,null,null,null,null,null,null,null,null,null,null,null,null,null,null,7406,1.33113599076668,1.31496834715413,0,0,0,0,0]
[null,null,null,null,null,null,null,null,null,null,null,null,null,null,null,null,null,null,null,null,null,null,null,null,null,null,null,7415,0,0,0,0,0,0,0]
[null,null,null,null,null,null,null,null,null,null,null,null,null,null,null,null,null,null,null,null,null,null,null,null,null,null,null,7425,1.2498752612928801,0,0,0,0,0,0]
[null,null,null,null,null,null,null,null,null,null,null,null,null,null,null,null,null,null,null,null,null,null,null,null,null,null,null,7432,1.10116489026086,1.41628924792394,0,0,0,0,0]
[null,null,null,null,null,null,null,null,null,null,null,null,null,null,null,null,null,null,null,null,null,null,null,null,null,null,null,7439,0,0,0,0,0,0,0]
[null,null,null,null,null,null,null,null,null,null,null,null,null,null,null,null,null,null,null,null,null,null,null,null,null,null,null,7449,1.1906612841849999,0.64378778737909903,0,0,0,0,0]
[null,null,null,null,null,null,null,null,null,null,null,null,null,null,null,null,null,null,null,null,null,null,null,null,null,null,null,7458,0.11422041388984,0.52956737348925897,0,0,0,0,0]
[null,null,null,null,null,null,null,null,null,null,null,null,null,null,null,null,null,null,null,null,null,null,null,null,null,null,null,7462,0,0,0,0,0,0,0]
[null,null,null,null,null,null,null,null,null,null,null,null,null,null,null,null,null,null,null,null,null,null,null,null,null,null,null,7467,0,0,0,0,0,0,0]
[null,null,null,null,null,null,null,null,null,null,null,null,null,null,null,null,null,null,null,null,null,null,null,null,null,null,null,7476,1.8909046615398599,1.8177941122360299,0,0,0,0,0]
[null,null,null,null,null,null,null,null,null,null,null,null,null,null,null,null,null,null,null,null,null,null,null,null,null,null,null,7484,0,0,0,0,0,0,0]
[null,null,null,null,null,null,null,null,null,null,null,null,null,null,null,null,null,null,null,null,null,null,null,null,null,null,null,7493,0,0,0,0,0,0,0]
[null,null,null,null,null,null,null,null,null,null,null,null,null,null,null,null,null,null,null,null,null,null,null,null,null,null,null,7499,1.9025514501663601,1.5816391573672199,0,0,0,0,0]
[null,null,null,null,null,null,null,null,null,null,null,null,null,null,null,null,null,null,null,null,null,null,null,null,null,null,null,7510,0,0,0,0,0,0,0]
[null,null,null,null,null,null,null,null,null,null,null,null,null,null,null,null,null,null,null,null,null,null,null,null,null,null,null,7519,0.27881248904482903,1.9452034119407699E-2,0,0,0,0,0]
[null,null,null,null,null,null,null,null,null,null,null,null,null,null,null,null,null,null,null,null,null,null,null,null,null,null,null,7522,1.6112768262241901,1.1963000983435099,0,0,0,0,0]
[null,null,null,null,null,null,null,null,null,null,null,null,null,null,null,null,null,null,null,null,null,null,null,null,null,null,null,7528,0.94666566047779199,1.3681263997316,0,0,0,0,0]
[null,null,null,null,null,null,null,null,null,null,null,null,null,null,null,null,null,null,null,null,null,null,null,null,null,null,null,7536,0,0,0,0,0,0,0]
[null,null,null,null,null,null,null,null,null,null,null,null,null,null,null,null,null,null,null,null,null,null,null,null,null,null,null,7545,1.15622578698345,0.78953703739726699,0,0,0,0,0]
[null,null,null,null,null,null,null,null,null,null,null,null,null,null,null,null,null,null,null,null,null,null,null,null,null,null,null,7554,0.15526460568063399,0.51534635076976598,0,0,0,0,{"$f":"SUM(AE7659:AH7659)","v":0}]
[null,null,null,null,null,null,null,null,null,null,null,null,null,null,null,null,null,null,null,null,null,null,null,null,null,null,null,7559,0,0,0,0,0,0,0]
[null,null,null,null,null,null,null,null,null,null,null,null,null,null,null,null,null,null,null,null,null,null,null,null,null,null,null,7571,2.0921452990526599,1.63099171611723,0,0,0,0,0]
[null,null,null,null,null,null,null,null,null,null,null,null,null,null,null,null,null,null,null,null,null,null,null,null,null,null,null,7576,1.1664472980131599,1.6377733864545201,0,0,0,0,0]
[null,null,null,null,null,null,null,null,null,null,null,null,null,null,null,null,null,null,null,null,null,null,null,null,null,null,null,7588,0,0,0,0,0,0,0]
[null,null,null,null,null,null,null,null,null,null,null,null,null,null,null,null,null,null,null,null,null,null,null,null,null,null,null,7589,0,0,0,0,0,0,0]
[null,null,null,null,null,null,null,null,null,null,null,null,null,null,null,null,null,null,null,null,null,null,null,null,null,null,null,7603,0,0.19040664675455701,0,0,0,0,0]
[null,null,null,null,null,null,null,null,null,null,null,null,null,null,null,null,null,null,null,null,null,null,null,null,null,null,null,7606,0,0,0,0,0,0,0]
[null,null,null,null,null,null,null,null,null,null,null,null,null,null,null,null,null,null,null,null,null,null,null,null,null,null,null,7615,0.306170102927452,2.6623487211083201E-2,0,0,0,0,0]
[null,null,null,null,null,null,null,null,null,null,null,null,null,null,null,null,null,null,null,null,null,null,null,null,null,null,null,7626,0.103166012942946,0.369400885053775,0,0,0,0,0]
[null,null,null,null,null,null,null,null,null,null,null,null,null,null,null,null,null,null,null,null,null,null,null,null,null,null,null,7632,0,0,0,0,0,0,0]
[null,null,null,null,null,null,null,null,null,null,null,null,null,null,null,null,null,null,null,null,null,null,null,null,null,null,null,7640,0.70708744811127699,0.340327136240476,0,0,0,0,0]
[null,null,null,null,null,null,null,null,null,null,null,null,null,null,null,null,null,null,null,null,null,null,null,null,null,null,null,7649,0.64100450903545603,1.1663638746882301,0,0,0,0,0]
[null,null,null,null,null,null,null,null,null,null,null,null,null,null,null,null,null,null,null,null,null,null,null,null,null,null,null,7650,0.165207347689551,0.64100450903545603,0,0,0,0,0]
[null,null,null,null,null,null,null,null,null,null,null,null,null,null,null,null,null,null,null,null,null,null,null,null,null,null,null,7663,0.36914468717260601,6.8211518281896505E-2,0,0,0,0,0]
[null,null,null,null,null,null,null,null,null,null,null,null,null,null,null,null,null,null,null,null,null,null,null,null,null,null,null,7667,1.0472474277396699,1.01514788972467,0,0,0,0,0]
[null,null,null,null,null,null,null,null,null,null,null,null,null,null,null,null,null,null,null,null,null,null,null,null,null,null,null,7673,0.60186633778142196,7.8413796863971402E-2,0,0,0,0,0]
[null,null,null,null,null,null,null,null,null,null,null,null,null,null,null,null,null,null,null,null,null,null,null,null,null,null,null,7684,0,0,0,0,0,0,0]
[null,null,null,null,null,null,null,null,null,null,null,null,null,null,null,null,null,null,null,null,null,null,null,null,null,null,null,7693,0.97457884530497696,0.96224240422516605,0,0,0,0,0]
[null,null,null,null,null,null,null,null,null,null,null,null,null,null,null,null,null,null,null,null,null,null,null,null,null,null,null,7700,0,0,0,0,0,0,0]
[null,null,null,null,null,null,null,null,null,null,null,null,null,null,null,null,null,null,null,null,null,null,null,null,null,null,null,7710,2.6371031103920101E-2,0,0,0,0,0,0]
[null,null,null,null,null,null,null,null,null,null,null,null,null,null,null,null,null,null,null,null,null,null,null,null,null,null,null,7711,0.136250327370254,2.6371031103919501E-2,0,0,0,0,0]
[null,null,null,null,null,null,null,null,null,null,null,null,null,null,null,null,null,null,null,null,null,null,null,null,null,null,null,7723,0,0.136250327370252,0,0,0,0,0]
[null,null,null,null,null,null,null,null,null,null,null,null,null,null,null,null,null,null,null,null,null,null,null,null,null,null,null,7728,0,0,0,0,0,0,0]
[null,null,null,null,null,null,null,null,null,null,null,null,null,null,null,null,null,null,null,null,null,null,null,null,null,null,null,7737,1.6203705641599,1.09263519693351,0,0,0,0,0]
[null,null,null,null,null,null,null,null,null,null,null,null,null,null,null,null,null,null,null,null,null,null,null,null,null,null,null,7745,0.81390172832802299,1.0740529656931499,0,0,0,0,0]
[null,null,null,null,null,null,null,null,null,null,null,null,null,null,null,null,null,null,null,null,null,null,null,null,null,null,null,7754,0,0,0,0,0,0,0]
[null,null,null,null,null,null,null,null,null,null,null,null,null,null,null,null,null,null,null,null,null,null,null,null,null,null,null,7760,0.718691244375673,0.27378714071454302,0,0,0,0,0]
[null,null,null,null,null,null,null,null,null,null,null,null,null,null,null,null,null,null,null,null,null,null,null,null,null,null,null,7771,0,0.231958549772043,0,0,0,0,0]
[null,null,null,null,null,null,null,null,null,null,null,null,null,null,null,null,null,null,null,null,null,null,null,null,null,null,null,7777,0,0,0,0,0,0,0]
[null,null,null,null,null,null,null,null,null,null,null,null,null,null,null,null,null,null,null,null,null,null,null,null,null,null,null,7780,0,0,0,0,0,0,0]
[null,null,null,null,null,null,null,null,null,null,null,null,null,null,null,null,null,null,null,null,null,null,null,null,null,null,null,7789,0.70719558095838997,1.6836280582207399,0,0,0,0,0]
[null,null,null,null,null,null,null,null,null,null,null,null,null,null,null,null,null,null,null,null,null,null,null,null,null,null,null,7797,0,0,0,0,0,0,0]
[null,null,null,null,null,null,null,null,null,null,null,null,null,null,null,null,null,null,null,null,null,null,null,null,null,null,null,7806,5.0300237200761502E-2,0,0,0,0,0,0]
[null,null,null,null,null,null,null,null,null,null,null,null,null,null,null,null,null,null,null,null,null,null,null,null,null,null,null,7815,0.62875296500951905,0.50928990165771104,0,0,0,0,0]
[null,null,null,null,null,null,null,null,null,null,null,null,null,null,null,null,null,null,null,null,null,null,null,null,null,null,null,7820,0,0,0,0,0,0,0]
[null,null,null,null,null,null,null,null,null,null,null,null,null,null,null,null,null,null,null,null,null,null,null,null,null,null,null,7832,0.436615879457113,0.19667381957527699,0,0,0,0,0]
[null,null,null,null,null,null,null,null,null,null,null,null,null,null,null,null,null,null,null,null,null,null,null,null,null,null,null,7837,1.9903390541018,1.68352789556437,0,0,0,0,0]
[null,null,null,null,null,null,null,null,null,null,null,null,null,null,null,null,null,null,null,null,null,null,null,null,null,null,null,7841,0.68835836851346699,0.95190128674433605,0,0,0,0,0]
[null,null,null,null,null,null,null,null,null,null,null,null,null,null,null,null,null,null,null,null,null,null,null,null,null,null,null,7850,0,0,0,0,0,0,0]
[null,null,null,null,null,null,null,null,null,null,null,null,null,null,null,null,null,null,null,null,null,null,null,null,null,null,null,7857,1.5785260228031599,1.0732583113098699,0,0,0,0,0]
[null,null,null,null,null,null,null,null,null,null,null,null,null,null,null,null,null,null,null,null,null,null,null,null,null,null,null,7867,0,5.9238283416454499E-2,0,0,0,0,0]
[null,null,null,null,null,null,null,null,null,null,null,null,null,null,null,null,null,null,null,null,null,null,null,null,null,null,null,7874,0,0,0,0,0,0,{"$f":"SUM(AE7979:AH7979)","v":0}]
[null,null,null,null,null,null,null,null,null,null,null,null,null,null,null,null,null,null,null,null,null,null,null,null,null,null,null,7884,1.93901342592584,1.4638909308314301,0,0,0,0,0]
[null,null,null,null,null,null,null,null,null,null,null,null,null,null,null,null,null,null,null,null,null,null,null,null,null,null,null,7893,0,0,0,0,0,0,0]
[null,null,null,null,null,null,null,null,null,null,null,null,null,null,null,null,null,null,null,null,null,null,null,null,null,null,null,7894,0,0,0,0,0,0,0]
[null,null,null,null,null,null,null,null,null,null,null,null,null,null,null,null,null,null,null,null,null,null,null,null,null,null,null,7902,7.7947020574249307E-2,0,0,0,0,0,0]
[null,null,null,null,null,null,null,null,null,null,null,null,null,null,null,null,null,null,null,null,null,null,null,null,null,null,null,7911,0.80781457686040203,1.2294370972393001,0,0,0,0,0]
[null,null,null,null,null,null,null,null,null,null,null,null,null,null,null,null,null,null,null,null,null,null,null,null,null,null,null,7917,0,0,0,0,0,0,0]
[null,null,null,null,null,null,null,null,null,null,null,null,null,null,null,null,null,null,null,null,null,null,null,null,null,null,null,7928,0.49941286306656202,0.30777769468055499,0,0,0,0,0]
[null,null,null,null,null,null,null,null,null,null,null,null,null,null,null,null,null,null,null,null,null,null,null,null,null,null,null,7934,0.88849032615330104,0.90591170509748398,0,0,0,0,0]
[null,null,null,null,null,null,null,null,null,null,null,null,null,null,null,null,null,null,null,null,null,null,null,null,null,null,null,7945,0,0,0,0,0,0,0]
[null,null,null,null,null,null,null,null,null,null,null,null,null,null,null,null,null,null,null,null,null,null,null,null,null,null,null,7954,0.90406082672576005,0.50175375883279605,0,0,0,0,0]
[null,null,null,null,null,null,null,null,null,null,null,null,null,null,null,null,null,null,null,null,null,null,null,null,null,null,null,7961,0.22601520668144001,0.60120044977262899,0,0,0,0,0]
[null,null,null,null,null,null,null,null,null,null,null,null,null,null,null,null,null,null,null,null,null,null,null,null,null,null,null,7963,0,6.32842578708048E-2,0,0,0,0,0]
[null,null,null,null,null,null,null,null,null,null,null,null,null,null,null,null,null,null,null,null,null,null,null,null,null,null,null,7971,0,0,0,0,0,0,0]
[null,null,null,null,null,null,null,null,null,null,null,null,null,null,null,null,null,null,null,null,null,null,null,null,null,null,null,7980,1.95543483920001,2.1984832372926602,0,0,0,0,0]
[null,null,null,null,null,null,null,null,null,null,null,null,null,null,null,null,null,null,null,null,null,null,null,null,null,null,null,7989,0,0,0,0,0,0,0]
[null,null,null,null,null,null,null,null,null,null,null,null,null,null,null,null,null,null,null,null,null,null,null,null,null,null,null,7994,0,0,0,0,0,0,0]
[null,null,null,null,null,null,null,null,null,null,null,null,null,null,null,null,null,null,null,null,null,null,null,null,null,null,null,8006,0.40188685172983002,1.1939551129060999,0,0,0,0,0]
[null,null,null,null,null,null,null,null,null,null,null,null,null,null,null,null,null,null,null,null,null,null,null,null,null,null,null,8015,0,0,0,0,0,0,0]
[null,null,null,null,null,null,null,null,null,null,null,null,null,null,null,null,null,null,null,null,null,null,null,null,null,null,null,8021,0,0,0,0,0,0,0]
[null,null,null,null,null,null,null,null,null,null,null,null,null,null,null,null,null,null,null,null,null,null,null,null,null,null,null,8024,0.39511869764245999,0.362531588558546,0,0,0,0,0]
[null,null,null,null,null,null,null,null,null,null,null,null,null,null,null,null,null,null,null,null,null,null,null,null,null,null,null,8031,0.90429227707861903,1.8004377768862601,0,0,0,0,0]
[null,null,null,null,null,null,null,null,null,null,null,null,null,null,null,null,null,null,null,null,null,null,null,null,null,null,null,8041,0,0,0,0,0,0,0]
[null,null,null,null,null,null,null,null,null,null,null,null,null,null,null,null,null,null,null,null,null,null,null,null,null,null,null,8050,1.3052384032761799,1.45287462369817,0,0,0,0,0]
[null,null,null,null,null,null,null,null,null,null,null,null,null,null,null,null,null,null,null,null,null,null,null,null,null,null,null,8058,0.24158654250870201,0.93279248357526801,0,0,0,0,0]
[null,null,null,null,null,null,null,null,null,null,null,null,null,null,null,null,null,null,null,null,null,null,null,null,null,null,null,8067,0,0,0,0,0,0,0]
[null,null,null,null,null,null,null,null,null,null,null,null,null,null,null,null,null,null,null,null,null,null,null,null,null,null,null,8075,1.3428996873897501,0.80654635879264203,0,0,0,0,0]
[null,null,null,null,null,null,null,null,null,null,null,null,null,null,null,null,null,null,null,null,null,null,null,null,null,null,null,8076,1.5808308632335799,1.3428996873897501,0,0,0,0,0]
[null,null,null,null,null,null,null,null,null,null,null,null,null,null,null,null,null,null,null,null,null,null,null,null,null,null,null,8085,0,0,0,0,0,0,0]
[null,null,null,null,null,null,null,null,null,null,null,null,null,null,null,null,null,null,null,null,null,null,null,null,null,null,null,8098,1.3807326068660599,0,0,0,0,0,0]
[null,null,null,null,null,null,null,null,null,null,null,null,null,null,null,null,null,null,null,null,null,null,null,null,null,null,null,8102,1.7980825132235601,2.1528299336274399,0,0,0,0,0]
[null,null,null,null,null,null,null,null,null,null,null,null,null,null,null,null,null,null,null,null,null,null,null,null,null,null,null,8111,0,0,0,0,0,0,0]
[null,null,null,null,null,null,null,null,null,null,null,null,null,null,null,null,null,null,null,null,null,null,null,null,null,null,null,8118,0.20953328736322799,2.5143994483586798E-2,0,0,0,0,0]
[null,null,null,null,null,null,null,null,null,null,null,null,null,null,null,null,null,null,null,null,null,null,null,null,null,null,null,8128,0.314299931044841,0.66212518806779996,0,0,0,0,0]
[null,null,null,null,null,null,null,null,null,null,null,null,null,null,null,null,null,null,null,null,null,null,null,null,null,null,null,8135,0,0,0,0,0,0,0]
[null,null,null,null,null,null,null,null,null,null,null,null,null,null,null,null,null,null,null,null,null,null,null,null,null,null,null,8137,0,0,0,0,0,0,0]
[null,null,null,null,null,null,null,null,null,null,null,null,null,null,null,null,null,null,null,null,null,null,null,null,null,null,null,8146,1.33874027885365,0.91946447723464897,0,0,0,0,0]
[null,null,null,null,null,null,null,null,null,null,null,null,null,null,null,null,null,null,null,null,null,null,null,null,null,null,null,8155,0,6.9879300269831704E-2,0,0,0,0,0]
[null,null,null,null,null,null,null,null,null,null,null,null,null,null,null,null,null,null,null,null,null,null,null,null,null,null,null,8163,0,0,0,0,0,0,0]
[null,null,null,null,null,null,null,null,null,null,null,null,null,null,null,null,null,null,null,null,null,null,null,null,null,null,null,8172,0.90518386437562803,0.79913721917681002,0,0,0,0,0]
[null,null,null,null,null,null,null,null,null,null,null,null,null,null,null,null,null,null,null,null,null,null,null,null,null,null,null,8180,0,5.3023322599407598E-2,0,0,0,0,0]
[null,null,null,null,null,null,null,null,null,null,null,null,null,null,null,null,null,null,null,null,null,null,null,null,null,null,null,8189,2.3521294744849E-2,0,0,0,0,0,0]
[null,null,null,null,null,null,null,null,null,null,null,null,null,null,null,null,null,null,null,null,null,null,null,null,null,null,null,8195,0.80756445290648304,0.70955905813627795,0,0,0,0,0]
[null,null,null,null,null,null,null,null,null,null,null,null,null,null,null,null,null,null,null,null,null,null,null,null,null,null,null,8198,1.6778523584659,2.13259739019965,0,0,0,0,0]
[null,null,null,null,null,null,null,null,null,null,null,null,null,null,null,null,null,null,null,null,null,null,null,null,null,null,null,8207,0,0,0,0,0,0,0]
[null,null,null,null,null,null,null,null,null,null,null,null,null,null,null,null,null,null,null,null,null,null,null,null,null,null,null,8215,0.30140563311659702,8.5011845238014402E-2,0,0,0,0,0]
[null,null,null,null,null,null,null,null,null,null,null,null,null,null,null,null,null,null,null,null,null,null,null,null,null,null,null,8224,0.513935246211633,1.4490655438297899,0,0,0,0,0]
[null,null,null,null,null,null,null,null,null,null,null,null,null,null,null,null,null,null,null,null,null,null,null,null,null,null,null,8232,0,0,0,0,0,0,0]
[null,null,null,null,null,null,null,null,null,null,null,null,null,null,null,null,null,null,null,null,null,null,null,null,null,null,null,8241,1.2271382989242401,0.70275071188394,0,0,0,0,0]
[null,null,null,null,null,null,null,null,null,null,null,null,null,null,null,null,null,null,null,null,null,null,null,null,null,null,null,8250,0.36742803717789702,0.53508937453091698,0,0,0,0,0]
[null,null,null,null,null,null,null,null,null,null,null,null,null,null,null,null,null,null,null,null,null,null,null,null,null,null,null,8255,0,0,0,0,0,0,0]
[null,null,null,null,null,null,null,null,null,null,null,null,null,null,null,null,null,null,null,null,null,null,null,null,null,null,null,8259,0,0,0,0,0,0,0]
[null,null,null,null,null,null,null,null,null,null,null,null,null,null,null,null,null,null,null,null,null,null,null,null,null,null,null,8269,2.3469288657368801,2.0773734829952799,0,0,0,0,0]
[null,null,null,null,null,null,null,null,null,null,null,null,null,null,null,null,null,null,null,null,null,null,null,null,null,null,null,8276,0,1.0782215309662601E-2,0,0,0,0,0]
[null,null,null,null,null,null,null,null,null,null,null,null,null,null,null,null,null,null,null,null,null,null,null,null,null,null,null,8285,1.01027081258292E-2,0,0,0,0,0,0]
[null,null,null,null,null,null,null,null,null,null,null,null,null,null,null,null,null,null,null,null,null,null,null,null,null,null,null,8292,1.2628385157286499,1.084357338839,0,0,0,0,0]
[null,null,null,null,null,null,null,null,null,null,null,null,null,null,null,null,null,null,null,null,null,null,null,null,null,null,null,8302,0,0,0,0,0,0,0]
[null,null,null,null,null,null,null,null,null,null,null,null,null,null,null,null,null,null,null,null,null,null,null,null,null,null,null,8311,0.96713492586529104,0.27523207376403702,0,0,0,0,0]
[null,null,null,null,null,null,null,null,null,null,null,null,null,null,null,null,null,null,null,null,null,null,null,null,null,null,null,8319,0.447252119866558,0.447252119866556,0,0,0,0,0]
[null,null,null,null,null,null,null,null,null,null,null,null,null,null,null,null,null,null,null,null,null,null,null,null,null,null,null,8320,0.57340015367507402,0.447252119866556,0,0,0,0,0]
[null,null,null,null,null,null,null,null,null,null,null,null,null,null,null,null,null,null,null,null,null,null,null,null,null,null,null,8329,0,0,0,0,0,0,0]
[null,null,null,null,null,null,null,null,null,null,null,null,null,null,null,null,null,null,null,null,null,null,null,null,null,null,null,8337,1.33164301133109,0.59448348720138,0,0,0,0,0]
[null,null,null,null,null,null,null,null,null,null,null,null,null,null,null,null,null,null,null,null,null,null,null,null,null,null,null,8346,0.210050832144488,0.321021083088746,0,0,0,0,0]
[null,null,null,null,null,null,null,null,null,null,null,null,null,null,null,null,null,null,null,null,null,null,null,null,null,null,null,8352,0,0,0,0,0,0,0]
[null,null,null,null,null,null,null,null,null,null,null,null,null,null,null,null,null,null,null,null,null,null,null,null,null,null,null,8363,1.5584154001786901,1.72118323086402,0,0,0,0,0]
[null,null,null,null,null,null,null,null,null,null,null,null,null,null,null,null,null,null,null,null,null,null,null,null,null,null,null,8366,1.6449940335219499,1.4995419295052701,0,0,0,0,0]
[null,null,null,null,null,null,null,null,null,null,null,null,null,null,null,null,null,null,null,null,null,null,null,null,null,null,null,8380,0,0,0,0,0,0,0]
[null,null,null,null,null,null,null,null,null,null,null,null,null,null,null,null,null,null,null,null,null,null,null,null,null,null,null,8381,0,0,0,0,0,0,0]
[null,null,null,null,null,null,null,null,null,null,null,null,null,null,null,null,null,null,null,null,null,null,null,null,null,null,null,8389,1.2401990591991101,0.51395636687530699,0,0,0,0,0]
[null,null,null,null,null,null,null,null,null,null,null,null,null,null,null,null,null,null,null,null,null,null,null,null,null,null,null,8398,0,0,0,0,0,0,0]
[null,null,null,null,null,null,null,null,null,null,null,null,null,null,null,null,null,null,null,null,null,null,null,null,null,null,null,8407,0.22668728315831399,0.11520173406405999,0,0,0,0,0]
[null,null,null,null,null,null,null,null,null,null,null,null,null,null,null,null,null,null,null,null,null,null,null,null,null,null,null,8416,0.62803525989762499,0.401347976739311,0,0,0,0,0]
[null,null,null,null,null,null,null,null,null,null,null,null,null,null,null,null,null,null,null,null,null,null,null,null,null,null,null,8424,0,0,0,0,0,0,0]
[null,null,null,null,null,null,null,null,null,null,null,null,null,null,null,null,null,null,null,null,null,null,null,null,null,null,null,8433,1.8526232776947,1.3973711411963401,0,0,0,0,0]
[null,null,null,null,null,null,null,null,null,null,null,null,null,null,null,null,null,null,null,null,null,null,null,null,null,null,null,8441,0.46473655600873798,0.65758641938651297,0,0,0,0,0]
[null,null,null,null,null,null,null,null,null,null,null,null,null,null,null,null,null,null,null,null,null,null,null,null,null,null,null,8442,0.27188669263096199,0.46473655600873798,0,0,0,0,0]
[null,null,null,null,null,null,null,null,null,null,null,null,null,null,null,null,null,null,null,null,null,null,null,null,null,null,null,8456,0.44734873186153101,3.6998767296819703E-2,0,0,0,0,0]
[null,null,null,null,null,null,null,null,null,null,null,null,null,null,null,null,null,null,null,null,null,null,null,null,null,null,null,8459,1.42949782737707,1.3555002927834301,0,0,0,0,0]
[null,null,null,null,null,null,null,null,null,null,null,null,null,null,null,null,null,null,null,null,null,null,null,null,null,null,null,8470,0,0,0,0,0,0,0]
[null,null,null,null,null,null,null,null,null,null,null,null,null,null,null,null,null,null,null,null,null,null,null,null,null,null,null,8476,0,0,0,0,0,0,0]
[null,null,null,null,null,null,null,null,null,null,null,null,null,null,null,null,null,null,null,null,null,null,null,null,null,null,null,8485,1.02771650190957,2.35573977385764,0,0,0,0,0]
[null,null,null,null,null,null,null,null,null,null,null,null,null,null,null,null,null,null,null,null,null,null,null,null,null,null,null,8493,0,0,0,0,0,0,0]
[null,null,null,null,null,null,null,null,null,null,null,null,null,null,null,null,null,null,null,null,null,null,null,null,null,null,null,8502,8.7986632069366702E-2,2.7785252232431799E-2,0,0,0,0,0]
[null,null,null,null,null,null,null,null,null,null,null,null,null,null,null,null,null,null,null,null,null,null,null,null,null,null,null,8503,0.19449676562702101,8.7986632069364495E-2,0,0,0,0,0]
[null,null,null,null,null,null,null,null,null,null,null,null,null,null,null,null,null,null,null,null,null,null,null,null,null,null,null,8511,0.92617507441438596,0.91228244829816796,0,0,0,0,0]
[null,null,null,null,null,null,null,null,null,null,null,null,null,null,null,null,null,null,null,null,null,null,null,null,null,null,null,8512,0.19449676562702101,0.92617507441438696,0,0,0,0,0]
[null,null,null,null,null,null,null,null,null,null,null,null,null,null,null,null,null,null,null,null,null,null,null,null,null,null,null,8513,0.31953040067296301,0.19449676562702201,0,0,0,0,0]
[null,null,null,null,null,null,null,null,null,null,null,null,null,null,null,null,null,null,null,null,null,null,null,null,null,null,null,8514,0.14355713653423,0.31953040067296301,0,0,0,0,{"$f":"SUM(AE8619:AH8619)","v":0}]
[null,null,null,null,null,null,null,null,null,null,null,null,null,null,null,null,null,null,null,null,null,null,null,null,null,null,null,8515,2.7785252232431602E-2,0.143557136534228,0,0,0,0,0]
[null,null,null,null,null,null,null,null,null,null,null,null,null,null,null,null,null,null,null,null,null,null,null,null,null,null,null,8516,0,2.7785252232431799E-2,0,0,0,0,0]
[null,null,null,null,null,null,null,null,null,null,null,null,null,null,null,null,null,null,null,null,null,null,null,null,null,null,null,8517,0,0,0,0,0,0,0]
[null,null,null,null,null,null,null,null,null,null,null,null,null,null,null,null,null,null,null,null,null,null,null,null,null,null,null,8518,0,0,0,0,0,0,0]
[null,null,null,null,null,null,null,null,null,null,null,null,null,null,null,null,null,null,null,null,null,null,null,null,null,null,null,8519,0,0,0,0,0,0,0]
[null,null,null,null,null,null,null,null,null,null,null,null,null,null,null,null,null,null,null,null,null,null,null,null,null,null,null,8520,0,0,0,0,0,0,0]
[null,null,null,null,null,null,null,null,null,null,null,null,null,null,null,null,null,null,null,null,null,null,null,null,null,null,null,8521,0,0,0,0,0,0,0]
[null,null,null,null,null,null,null,null,null,null,null,null,null,null,null,null,null,null,null,null,null,null,null,null,null,null,null,8522,0,0,0,0,0,0,0]
[null,null,null,null,null,null,null,null,null,null,null,null,null,null,null,null,null,null,null,null,null,null,null,null,null,null,null,8523,0,0,0,0,0,0,0]
[null,null,null,null,null,null,null,null,null,null,null,null,null,null,null,null,null,null,null,null,null,null,null,null,null,null,null,8524,0,0,0,0,0,0,0]
[null,null,null,null,null,null,null,null,null,null,null,null,null,null,null,null,null,null,null,null,null,null,null,null,null,null,null,8525,3.0111493373734002E-2,0,0,0,0,0,0]
[null,null,null,null,null,null,null,null,null,null,null,null,null,null,null,null,null,null,null,null,null,null,null,null,null,null,null,8526,0.19572470692927099,3.0111493373735601E-2,0,0,0,0,0]
[null,null,null,null,null,null,null,null,null,null,null,null,null,null,null,null,null,null,null,null,null,null,null,null,null,null,null,8527,0.54200688072721304,0.19572470692927299,0,0,0,0,0]
[null,null,null,null,null,null,null,null,null,null,null,null,null,null,null,null,null,null,null,null,null,null,null,null,null,null,null,8528,0.792935992174996,0.54200688072721404,0,0,0,0,0]
[null,null,null,null,null,null,null,null,null,null,null,null,null,null,null,null,null,null,null,null,null,null,null,null,null,null,null,8529,0.53196971626930101,0.79293599217499799,0,0,0,0,0]
[null,null,null,null,null,null,null,null,null,null,null,null,null,null,null,null,null,null,null,null,null,null,null,null,null,null,null,8530,1.3951658596496801,0.53196971626930101,0,0,0,0,0]
[null,null,null,null,null,null,null,null,null,null,null,null,null,null,null,null,null,null,null,null,null,null,null,null,null,null,null,8531,1.29479421507056,1.3951658596496801,0,0,0,0,0]
[null,null,null,null,null,null,null,null,null,null,null,null,null,null,null,null,null,null,null,null,null,null,null,null,null,null,null,8532,0.43159807169018799,1.29479421507056,0,0,0,0,0]
[null,null,null,null,null,null,null,null,null,null,null,null,null,null,null,null,null,null,null,null,null,null,null,null,null,null,null,8533,0.39144941385854198,0.43159807169018699,0,0,0,0,0]
[null,null,null,null,null,null,null,null,null,null,null,null,null,null,null,null,null,null,null,null,null,null,null,null,null,null,null,8534,0.53196971626930101,0.39144941385854098,0,0,0,0,0]
[null,null,null,null,null,null,null,null,null,null,null,null,null,null,null,null,null,null,null,null,null,null,null,null,null,null,null,8535,0.25092911144778401,0.53196971626930101,0,0,0,0,0]
[null,null,null,null,null,null,null,null,null,null,null,null,null,null,null,null,null,null,null,null,null,null,null,null,null,null,null,8536,0.40650516054541003,0.25092911144778401,0,0,0,0,0]
[null,null,null,null,null,null,null,null,null,null,null,null,null,null,null,null,null,null,null,null,null,null,null,null,null,null,null,8537,0.44665381837705498,0.40650516054540897,0,0,0,0,0]
[null,null,null,null,null,null,null,null,null,null,null,null,null,null,null,null,null,null,null,null,null,null,null,null,null,null,null,8538,0.34628217379794102,0.44665381837705498,0,0,0,0,0]
[null,null,null,null,null,null,null,null,null,null,null,null,null,null,null,null,null,null,null,null,null,null,null,null,null,null,null,8539,8.5315897892246501E-2,0.34628217379794002,0,0,0,0,0]
[null,null,null,null,null,null,null,null,null,null,null,null,null,null,null,null,null,null,null,null,null,null,null,null,null,null,null,8540,0,8.5315897892246403E-2,0,0,0,0,0]
[null,null,null,null,null,null,null,null,null,null,null,null,null,null,null,null,null,null,null,null,null,null,null,null,null,null,null,8541,0,0,0,0,0,0,0]
[null,null,null,null,null,null,null,null,null,null,null,null,null,null,null,null,null,null,null,null,null,null,null,null,null,null,null,8542,0,0,0,0,0,0,0]
[null,null,null,null,null,null,null,null,null,null,null,null,null,null,null,null,null,null,null,null,null,null,null,null,null,null,null,8543,0,0,0,0,0,0,0]
[null,null,null,null,null,null,null,null,null,null,null,null,null,null,null,null,null,null,null,null,null,null,null,null,null,null,null,8544,0,0,0,0,0,0,0]
[null,null,null,null,null,null,null,null,null,null,null,null,null,null,null,null,null,null,null,null,null,null,null,null,null,null,null,8545,0,0,0,0,0,0,0]
[null,null,null,null,null,null,null,null,null,null,null,null,null,null,null,null,null,null,null,null,null,null,null,null,null,null,null,8546,0,0,0,0,0,0,0]
[null,null,null,null,null,null,null,null,null,null,null,null,null,null,null,null,null,null,null,null,null,null,null,null,null,null,null,8547,0,0,0,0,0,0,0]
[null,null,null,null,null,null,null,null,null,null,null,null,null,null,null,null,null,null,null,null,null,null,null,null,null,null,null,8548,0,0,0,0,0,0,0]
[null,null,null,null,null,null,null,null,null,null,null,null,null,null,null,null,null,null,null,null,null,null,null,null,null,null,null,8549,1.29850230878912E-2,0,0,0,0,0,0]
[null,null,null,null,null,null,null,null,null,null,null,null,null,null,null,null,null,null,null,null,null,null,null,null,null,null,null,8550,0.12119354882031801,1.2985023087891401E-2,0,0,0,0,0]
[null,null,null,null,null,null,null,null,null,null,null,null,null,null,null,null,null,null,null,null,null,null,null,null,null,null,null,8551,0.58865437998440195,0.12119354882031701,0,0,0,0,0]
[null,null,null,null,null,null,null,null,null,null,null,null,null,null,null,null,null,null,null,null,null,null,null,null,null,null,null,8552,0.83969815968363304,0.58865437998440195,0,0,0,0,0]
[null,null,null,null,null,null,null,null,null,null,null,null,null,null,null,null,null,null,null,null,null,null,null,null,null,null,null,8553,1.06910023423638,0.83969815968363304,0,0,0,0,0]
[null,null,null,null,null,null,null,null,null,null,null,null,null,null,null,null,null,null,null,null,null,null,null,null,null,null,null,8554,1.2249205112910699,1.06910023423638,0,0,0,0,0]
[null,null,null,null,null,null,null,null,null,null,null,null,null,null,null,null,null,null,null,null,null,null,null,null,null,null,null,8555,0.87865322894730702,1.2249205112910699,0,0,0,0,0]
[null,null,null,null,null,null,null,null,null,null,null,null,null,null,null,null,null,null,null,null,null,null,null,null,null,null,null,8556,0.63626613130666998,0.87865322894730702,0,0,0,0,0]
[null,null,null,null,null,null,null,null,null,null,null,null,null,null,null,null,null,null,null,null,null,null,null,null,null,null,null,8557,0.64925115439456205,0.63626613130666998,0,0,0,0,0]
[null,null,null,null,null,null,null,null,null,null,null,null,null,null,null,null,null,null,null,null,null,null,null,null,null,null,null,8558,0.99984677776762498,0.64925115439456205,0,0,0,0,0]
[null,null,null,null,null,null,null,null,null,null,null,null,null,null,null,null,null,null,null,null,null,null,null,null,null,null,null,8559,0.83104147762503899,0.99984677776762698,0,0,0,0,0]
[null,null,null,null,null,null,null,null,null,null,null,null,null,null,null,null,null,null,null,null,null,null,null,null,null,null,null,8560,0.554027651750026,0.83104147762503899,0,0,0,0,0]
[null,null,null,null,null,null,null,null,null,null,null,null,null,null,null,null,null,null,null,null,null,null,null,null,null,null,null,8561,0.44581912601759899,0.55402765175002799,0,0,0,0,0]
[null,null,null,null,null,null,null,null,null,null,null,null,null,null,null,null,null,null,null,null,null,null,null,null,null,null,null,8562,0.181790323230477,0.44581912601759899,0,0,0,0,0]
[null,null,null,null,null,null,null,null,null,null,null,null,null,null,null,null,null,null,null,null,null,null,null,null,null,null,null,8563,3.4626728234376597E-2,0.181790323230477,0,0,0,0,0]
[null,null,null,null,null,null,null,null,null,null,null,null,null,null,null,null,null,null,null,null,null,null,null,null,null,null,null,8564,0,3.4626728234377097E-2,0,0,0,0,0]
[null,null,null,null,null,null,null,null,null,null,null,null,null,null,null,null,null,null,null,null,null,null,null,null,null,null,null,8565,0,0,0,0,0,0,0]
[null,null,null,null,null,null,null,null,null,null,null,null,null,null,null,null,null,null,null,null,null,null,null,null,null,null,null,8566,0,0,0,0,0,0,0]
[null,null,null,null,null,null,null,null,null,null,null,null,null,null,null,null,null,null,null,null,null,null,null,null,null,null,null,8567,0,0,0,0,0,0,0]
[null,null,null,null,null,null,null,null,null,null,null,null,null,null,null,null,null,null,null,null,null,null,null,null,null,null,null,8568,0,0,0,0,0,0,0]
[null,null,null,null,null,null,null,null,null,null,null,null,null,null,null,null,null,null,null,null,null,null,null,null,null,null,null,8569,0,0,0,0,0,0,0]
[null,null,null,null,null,null,null,null,null,null,null,null,null,null,null,null,null,null,null,null,null,null,null,null,null,null,null,8570,0,0,0,0,0,0,0]
[null,null,null,null,null,null,null,null,null,null,null,null,null,null,null,null,null,null,null,null,null,null,null,null,null,null,null,8571,0,0,0,0,0,0,0]
[null,null,null,null,null,null,null,null,null,null,null,null,null,null,null,null,null,null,null,null,null,null,null,null,null,null,null,8572,0,0,0,0,0,0,0]
[null,null,null,null,null,null,null,null,null,null,null,null,null,null,null,null,null,null,null,null,null,null,null,null,null,null,null,8573,2.7686422846433599E-2,0,0,0,0,0,0]
[null,null,null,null,null,null,null,null,null,null,null,null,null,null,null,null,null,null,null,null,null,null,null,null,null,null,null,8574,0.13497131137636401,2.7686422846434602E-2,0,0,0,0,0]
[null,null,null,null,null,null,null,null,null,null,null,null,null,null,null,null,null,null,null,null,null,null,null,null,null,null,null,8575,0.30801145416657399,0.13497131137636401,0,0,0,0,0]
[null,null,null,null,null,null,null,null,null,null,null,null,null,null,null,null,null,null,null,null,null,null,null,null,null,null,null,8576,0.39453152556167898,0.30801145416657399,0,0,0,0,0]
[null,null,null,null,null,null,null,null,null,null,null,null,null,null,null,null,null,null,null,null,null,null,null,null,null,null,null,8577,0.75099421970951097,0.39453152556167798,0,0,0,0,0]
[null,null,null,null,null,null,null,null,null,null,null,null,null,null,null,null,null,null,null,null,null,null,null,null,null,null,null,8578,2.0280304735012602,0.75099421970951097,0,0,0,0,{"$f":"SUM(AE8683:AH8683)","v":0}]
[null,null,null,null,null,null,null,null,null,null,null,null,null,null,null,null,null,null,null,null,null,null,null,null,null,null,null,8579,2.91399600458714,2.0280304735012602,0,0,0,0,0]
[null,null,null,null,null,null,null,null,null,null,null,null,null,null,null,null,null,null,null,null,null,null,null,null,null,null,null,8580,2.2287570391378999,2.91399600458714,0,0,0,0,0]
[null,null,null,null,null,null,null,null,null,null,null,null,null,null,null,null,null,null,null,null,null,null,null,null,null,null,null,8581,1.75808785074853,2.2287570391378999,0,0,0,0,0]
[null,null,null,null,null,null,null,null,null,null,null,null,null,null,null,null,null,null,null,null,null,null,null,null,null,null,null,8582,1.8930591621249,1.75808785074853,0,0,0,0,0]
[null,null,null,null,null,null,null,null,null,null,null,null,null,null,null,null,null,null,null,null,null,null,null,null,null,null,null,8583,1.5365964679770601,1.8930591621249,0,0,0,0,0]
[null,null,null,null,null,null,null,null,null,null,null,null,null,null,null,null,null,null,null,null,null,null,null,null,null,null,null,8584,1.3739387337542699,1.5365964679770601,0,0,0,0,0]
[null,null,null,null,null,null,null,null,null,null,null,null,null,null,null,null,null,null,null,null,null,null,null,null,null,null,null,8585,0.75791582542112002,1.3739387337542699,0,0,0,0,0]
[null,null,null,null,null,null,null,null,null,null,null,null,null,null,null,null,null,null,null,null,null,null,null,null,null,null,null,8586,0.53988524550545502,0.75791582542112101,0,0,0,0,0]
[null,null,null,null,null,null,null,null,null,null,null,null,null,null,null,null,null,null,null,null,null,null,null,null,null,null,null,8587,0.124588902808951,0.53988524550545602,0,0,0,0,0]
[null,null,null,null,null,null,null,null,null,null,null,null,null,null,null,null,null,null,null,null,null,null,null,null,null,null,null,8588,0,0.12458890280895001,0,0,0,0,0]
[null,null,null,null,null,null,null,null,null,null,null,null,null,null,null,null,null,null,null,null,null,null,null,null,null,null,null,8589,0,0,0,0,0,0,0]
[null,null,null,null,null,null,null,null,null,null,null,null,null,null,null,null,null,null,null,null,null,null,null,null,null,null,null,8590,0,0,0,0,0,0,0]
[null,null,null,null,null,null,null,null,null,null,null,null,null,null,null,null,null,null,null,null,null,null,null,null,null,null,null,8591,0,0,0,0,0,0,0]
[null,null,null,null,null,null,null,null,null,null,null,null,null,null,null,null,null,null,null,null,null,null,null,null,null,null,null,8592,0,0,0,0,0,0,0]
[null,null,null,null,null,null,null,null,null,null,null,null,null,null,null,null,null,null,null,null,null,null,null,null,null,null,null,8593,0,0,0,0,0,0,0]
[null,null,null,null,null,null,null,null,null,null,null,null,null,null,null,null,null,null,null,null,null,null,null,null,null,null,null,8594,0,0,0,0,0,0,0]
[null,null,null,null,null,null,null,null,null,null,null,null,null,null,null,null,null,null,null,null,null,null,null,null,null,null,null,8595,0,0,0,0,0,0,0]
[null,null,null,null,null,null,null,null,null,null,null,null,null,null,null,null,null,null,null,null,null,null,null,null,null,null,null,8596,0,0,0,0,0,0,0]
[null,null,null,null,null,null,null,null,null,null,null,null,null,null,null,null,null,null,null,null,null,null,null,null,null,null,null,8597,0.101747800570736,0,0,0,0,0,0]
[null,null,null,null,null,null,null,null,null,null,null,null,null,null,null,null,null,null,null,null,null,null,null,null,null,null,null,8598,0.27242153056035701,0.101747800570734,0,0,0,0,0]
[null,null,null,null,null,null,null,null,null,null,null,null,null,null,null,null,null,null,null,null,null,null,null,null,null,null,null,8599,0.47263494458664401,0.27242153056035701,0,0,0,0,0]
[null,null,null,null,null,null,null,null,null,null,null,null,null,null,null,null,null,null,null,null,null,null,null,null,null,null,null,8600,0.97480957320995298,0.47263494458664201,0,0,0,0,0]
[null,null,null,null,null,null,null,null,null,null,null,null,null,null,null,null,null,null,null,null,null,null,null,null,null,null,null,8601,1.40477608529919,0.97480957320994999,0,0,0,0,0]
[null,null,null,null,null,null,null,null,null,null,null,null,null,null,null,null,null,null,null,null,null,null,null,null,null,null,null,8602,2.35332816158766,1.40477608529919,0,0,0,0,0]
[null,null,null,null,null,null,null,null,null,null,null,null,null,null,null,null,null,null,null,null,null,null,null,null,null,null,null,8603,2.7078043700276502,2.35332816158766,0,0,0,0,0]
[null,null,null,null,null,null,null,null,null,null,null,null,null,null,null,null,null,null,null,null,null,null,null,null,null,null,null,8604,2.7997056092528299,2.70780437002764,0,0,0,0,0]
[null,null,null,null,null,null,null,null,null,null,null,null,null,null,null,null,null,null,null,null,null,null,null,null,null,null,null,8605,2.82596310617431,2.7997056092528299,0,0,0,0,0]
[null,null,null,null,null,null,null,null,null,null,null,null,null,null,null,null,null,null,null,null,null,null,null,null,null,null,null,8606,1.9332082108439801,2.82596310617431,0,0,0,0,0]
[null,null,null,null,null,null,null,null,null,null,null,null,null,null,null,null,null,null,null,null,null,null,null,null,null,null,null,8607,1.63124699624696,1.9332082108439801,0,0,0,0,0]
[null,null,null,null,null,null,null,null,null,null,null,null,null,null,null,null,null,null,null,null,null,null,null,null,null,null,null,8608,1.12250799339328,1.63124699624696,0,0,0,0,0]
[null,null,null,null,null,null,null,null,null,null,null,null,null,null,null,null,null,null,null,null,null,null,null,null,null,null,null,8609,1.05686425108958,1.12250799339328,0,0,0,0,0]
[null,null,null,null,null,null,null,null,null,null,null,null,null,null,null,null,null,null,null,null,null,null,null,null,null,null,null,8610,0.49232806727775402,1.05686425108958,0,0,0,0,0]
[null,null,null,null,null,null,null,null,null,null,null,null,null,null,null,null,null,null,null,null,null,null,null,null,null,null,null,8611,0.12800529749221601,0.49232806727775302,0,0,1,0,1]
[null,null,null,null,null,null,null,null,null,null,null,null,null,null,null,null,null,null,null,null,null,null,null,null,null,null,null,8612,0,0,0,0,0.7,0,0.7]
[null,null,null,null,null,null,null,null,null,null,null,null,null,null,null,null,null,null,null,null,null,null,null,null,null,null,null,8613,0,0,0,0,0,0,0]
[null,null,null,null,null,null,null,null,null,null,null,null,null,null,null,null,null,null,null,null,null,null,null,null,null,null,null,8614,0,0,0,0,0,0,0]
[null,null,null,null,null,null,null,null,null,null,null,null,null,null,null,null,null,null,null,null,null,null,null,null,null,null,null,8615,0,0,0,0,0,0,0]
[null,null,null,null,null,null,null,null,null,null,null,null,null,null,null,null,null,null,null,null,null,null,null,null,null,null,null,8616,0,0,0,0,0,0,0]
[null,null,null,null,null,null,null,null,null,null,null,null,null,null,null,null,null,null,null,null,null,null,null,null,null,null,null,8617,0,0,0,0,0,0,0]
[null,null,null,null,null,null,null,null,null,null,null,null,null,null,null,null,null,null,null,null,null,null,null,null,null,null,null,8618,0,0,0,0,0,0,0]
[null,null,null,null,null,null,null,null,null,null,null,null,null,null,null,null,null,null,null,null,null,null,null,null,null,null,null,8619,0,0,0,0,0,0,0]
[null,null,null,null,null,null,null,null,null,null,null,null,null,null,null,null,null,null,null,null,null,null,null,null,null,null,null,8620,0,0,0,0,0,0,0]
[null,null,null,null,null,null,null,null,null,null,null,null,null,null,null,null,null,null,null,null,null,null,null,null,null,null,null,8621,5.2683356210140697E-2,0,0,0,0,0,0]
[null,null,null,null,null,null,null,null,null,null,null,null,null,null,null,null,null,null,null,null,null,null,null,null,null,null,null,8622,0.24083819981778601,0,0,0,0,0,0]
[null,null,null,null,null,null,null,null,null,null,null,null,null,null,null,null,null,null,null,null,null,null,null,null,null,null,null,8623,0.44028233404188999,0,0,0,0,0,0]
[null,null,null,null,null,null,null,null,null,null,null,null,null,null,null,null,null,null,null,null,null,null,null,null,null,null,null,8624,0.68864672760398205,0,0,0,0,0,0]
[null,null,null,null,null,null,null,null,null,null,null,null,null,null,null,null,null,null,null,null,null,null,null,null,null,null,null,8625,0.91819563680530902,0,0,0,0,0,0]
[null,null,null,null,null,null,null,null,null,null,null,null,null,null,null,null,null,null,null,null,null,null,null,null,null,null,null,8626,0.91066944306100395,0.76865155197132495,0,0,0,0,0]
[null,null,null,null,null,null,null,null,null,null,null,null,null,null,null,null,null,null,null,null,null,null,null,null,null,null,null,8627,0.77519795566349903,0.91066944306100195,0,0,0,0,0]
[null,null,null,null,null,null,null,null,null,null,null,null,null,null,null,null,null,null,null,null,null,null,null,null,null,null,null,8628,0.77519795566349903,0.77519795566349803,0,0,0,0,0]
[null,null,null,null,null,null,null,null,null,null,null,null,null,null,null,null,null,null,null,null,null,null,null,null,null,null,null,8629,0.52307046522925404,0.77519795566349803,0,0,0,0,0]
[null,null,null,null,null,null,null,null,null,null,null,null,null,null,null,null,null,null,null,null,null,null,null,null,null,null,null,8630,1.01227305860913,0.52307046522925305,0,0,0,0,0]
[null,null,null,null,null,null,null,null,null,null,null,null,null,null,null,null,null,null,null,null,null,null,null,null,null,null,null,8631,0.76390866504704003,1.01227305860913,0,0,0,0,0]
[null,null,null,null,null,null,null,null,null,null,null,null,null,null,null,null,null,null,null,null,null,null,null,null,null,null,null,8632,0.49296569025203102,0.76390866504703903,0,0,0,0,0]
[null,null,null,null,null,null,null,null,null,null,null,null,null,null,null,null,null,null,null,null,null,null,null,null,null,null,null,8633,0.38759897783175001,0.49296569025203102,0,0,0,0,0]
[null,null,null,null,null,null,null,null,null,null,null,null,null,null,null,null,null,null,null,null,null,null,null,null,null,null,null,8634,8.2788131187363903E-2,0.38759897783174901,0,0,0,0,0]
[null,null,null,null,null,null,null,null,null,null,null,null,null,null,null,null,null,null,null,null,null,null,null,null,null,null,null,8635,2.2578581232917401E-2,8.2788131187364097E-2,0,0,0,0,0]
[null,null,null,null,null,null,null,null,null,null,null,null,null,null,null,null,null,null,null,null,null,null,null,null,null,null,null,8636,0,2.2578581232918199E-2,0,0,0,0,0]
[null,null,null,null,null,null,null,null,null,null,null,null,null,null,null,null,null,null,null,null,null,null,null,null,null,null,null,8637,0,0,0,0,0,0,0]
[null,null,null,null,null,null,null,null,null,null,null,null,null,null,null,null,null,null,null,null,null,null,null,null,null,null,null,8638,0,0,0,0,0,0,0]
[null,null,null,null,null,null,null,null,null,null,null,null,null,null,null,null,null,null,null,null,null,null,null,null,null,null,null,8639,0,0,0,0,0,0,0]
[null,null,null,null,null,null,null,null,null,null,null,null,null,null,null,null,null,null,null,null,null,null,null,null,null,null,null,8640,0,0,0,0,0,0,0]
[null,null,null,null,null,null,null,null,null,null,null,null,null,null,null,null,null,null,null,null,null,null,null,null,null,null,null,8641,0,0,0,0,0,12.5,12.5]
[null,null,null,null,null,null,null,null,null,null,null,null,null,null,null,null,null,null,null,null,null,null,null,null,null,null,null,8642,0,0,0,0,0,0,{"$f":"SUM(AE8747:AH8747)","v":0}]
[null,null,null,null,null,null,null,null,null,null,null,null,null,null,null,null,null,null,null,null,null,null,null,null,null,null,null,8643,0,0,0,0,0,0,0]
[null,null,null,null,null,null,null,null,null,null,null,null,null,null,null,null,null,null,null,null,null,null,null,null,null,null,null,8644,0,0,0,0,0,0,0]
[null,null,null,null,null,null,null,null,null,null,null,null,null,null,null,null,null,null,null,null,null,null,null,null,null,null,null,8645,0,0,0,0,0,0,0]
[null,null,null,null,null,null,null,null,null,null,null,null,null,null,null,null,null,null,null,null,null,null,null,null,null,null,null,8646,0,0,0,0,0,0,0]
[null,null,null,null,null,null,null,null,null,null,null,null,null,null,null,null,null,null,null,null,null,null,null,null,null,null,null,8647,0,0,0,0,0,0,0]
[null,null,null,null,null,null,null,null,null,null,null,null,null,null,null,null,null,null,null,null,null,null,null,null,null,null,null,8648,0,0,0,0,0,0,0]
[null,null,null,null,null,null,null,null,null,null,null,null,null,null,null,null,null,null,null,null,null,null,null,null,null,null,null,8649,0,0,0,0,0,0,0]
[null,null,null,null,null,null,null,null,null,null,null,null,null,null,null,null,null,null,null,null,null,null,null,null,null,null,null,8650,0,0,0,0,0,0,0]
[null,null,null,null,null,null,null,null,null,null,null,null,null,null,null,null,null,null,null,null,null,null,null,null,null,null,null,8651,0,0,0,0,0,0,0]
[null,null,null,null,null,null,null,null,null,null,null,null,null,null,null,null,null,null,null,null,null,null,null,null,null,null,null,8652,0,0,0,0,0,0,0]
[null,null,null,null,null,null,null,null,null,null,null,null,null,null,null,null,null,null,null,null,null,null,null,null,null,null,null,8653,0,0,0,0,0,0,0]
[null,null,null,null,null,null,null,null,null,null,null,null,null,null,null,null,null,null,null,null,null,null,null,null,null,null,null,8654,0,0,0,0,0,0,0]
[null,null,null,null,null,null,null,null,null,null,null,null,null,null,null,null,null,null,null,null,null,null,null,null,null,null,null,8655,0,0,0,0,0,0,0]
[null,null,null,null,null,null,null,null,null,null,null,null,null,null,null,null,null,null,null,null,null,null,null,null,null,null,null,8656,0,0,0,0,0,0,0]
[null,null,null,null,null,null,null,null,null,null,null,null,null,null,null,null,null,null,null,null,null,null,null,null,null,null,null,8657,0,0,0,0,0,0,0]
[null,null,null,null,null,null,null,null,null,null,null,null,null,null,null,null,null,null,null,null,null,null,null,null,null,null,null,8658,0,0,0,0,0,0,0]
[null,null,null,null,null,null,null,null,null,null,null,null,null,null,null,null,null,null,null,null,null,null,null,null,null,null,null,8659,0,0,0,0,0,0,0]
[null,null,null,null,null,null,null,null,null,null,null,null,null,null,null,null,null,null,null,null,null,null,null,null,null,null,null,8660,0,0,0,0,0,0,0]
[null,null,null,null,null,null,null,null,null,null,null,null,null,null,null,null,null,null,null,null,null,null,null,null,null,null,null,8661,0,0,0,0,0,0,0]
[null,null,null,null,null,null,null,null,null,null,null,null,null,null,null,null,null,null,null,null,null,null,null,null,null,null,null,8662,0,0,0,0,0,0,0]
[null,null,null,null,null,null,null,null,null,null,null,null,null,null,null,null,null,null,null,null,null,null,null,null,null,null,null,8663,0,0,0,0,0,0,0]
[null,null,null,null,null,null,null,null,null,null,null,null,null,null,null,null,null,null,null,null,null,null,null,null,null,null,null,8664,0,0,0,0,0,0,0]
[null,null,null,null,null,null,null,null,null,null,null,null,null,null,null,null,null,null,null,null,null,null,null,null,null,null,null,8665,0,0,0,0,0,0,0]
[null,null,null,null,null,null,null,null,null,null,null,null,null,null,null,null,null,null,null,null,null,null,null,null,null,null,null,8666,0,0,0,0,0,0,0]
[null,null,null,null,null,null,null,null,null,null,null,null,null,null,null,null,null,null,null,null,null,null,null,null,null,null,null,8667,0,0,0,0,0,0,0]
[null,null,null,null,null,null,null,null,null,null,null,null,null,null,null,null,null,null,null,null,null,null,null,null,null,null,null,8668,0,0,0,0,0,0,0]
[null,null,null,null,null,null,null,null,null,null,null,null,null,null,null,null,null,null,null,null,null,null,null,null,null,null,null,8669,0,0,0,0,0,0,0]
[null,null,null,null,null,null,null,null,null,null,null,null,null,null,null,null,null,null,null,null,null,null,null,null,null,null,null,8670,0,0,0,0,0,0,0]
[null,null,null,null,null,null,null,null,null,null,null,null,null,null,null,null,null,null,null,null,null,null,null,null,null,null,null,8671,0,0,0,0,0,0,0]
[null,null,null,null,null,null,null,null,null,null,null,null,null,null,null,null,null,null,null,null,null,null,null,null,null,null,null,8672,0,0,0,0,0,0,0]
[null,null,null,null,null,null,null,null,null,null,null,null,null,null,null,null,null,null,null,null,null,null,null,null,null,null,null,8673,0,0,0,0,0,0,0]
[null,null,null,null,null,null,null,null,null,null,null,null,null,null,null,null,null,null,null,null,null,null,null,null,null,null,null,8674,0,0,0,0,0,0,0]
[null,null,null,null,null,null,null,null,null,null,null,null,null,null,null,null,null,null,null,null,null,null,null,null,null,null,null,8675,0,0,0,0,0,0,0]
[null,null,null,null,null,null,null,null,null,null,null,null,null,null,null,null,null,null,null,null,null,null,null,null,null,null,null,8676,0,0,0,0,0,0,0]
[null,null,null,null,null,null,null,null,null,null,null,null,null,null,null,null,null,null,null,null,null,null,null,null,null,null,null,8677,0,0,0,0,0,0,0]
[null,null,null,null,null,null,null,null,null,null,null,null,null,null,null,null,null,null,null,null,null,null,null,null,null,null,null,8678,0,0,0,0,0,0,0]
[null,null,null,null,null,null,null,null,null,null,null,null,null,null,null,null,null,null,null,null,null,null,null,null,null,null,null,8679,0,0,0,0,0,0,0]
[null,null,null,null,null,null,null,null,null,null,null,null,null,null,null,null,null,null,null,null,null,null,null,null,null,null,null,8680,0,0,0,0,0,0,0]
[null,null,null,null,null,null,null,null,null,null,null,null,null,null,null,null,null,null,null,null,null,null,null,null,null,null,null,8681,0,0,0,0,0,0,0]
[null,null,null,null,null,null,null,null,null,null,null,null,null,null,null,null,null,null,null,null,null,null,null,null,null,null,null,8682,0,0,0,0,0,0,0]
[null,null,null,null,null,null,null,null,null,null,null,null,null,null,null,null,null,null,null,null,null,null,null,null,null,null,null,8683,0,0,0,0,0,0,0]
[null,null,null,null,null,null,null,null,null,null,null,null,null,null,null,null,null,null,null,null,null,null,null,null,null,null,null,8684,0,0,0,0,0,0,0]
[null,null,null,null,null,null,null,null,null,null,null,null,null,null,null,null,null,null,null,null,null,null,null,null,null,null,null,8685,0,0,0,0,0,0,0]
[null,null,null,null,null,null,null,null,null,null,null,null,null,null,null,null,null,null,null,null,null,null,null,null,null,null,null,8686,0,0,0,0,0,0,0]
[null,null,null,null,null,null,null,null,null,null,null,null,null,null,null,null,null,null,null,null,null,null,null,null,null,null,null,8687,0,0,0,0,0,0,0]
[null,null,null,null,null,null,null,null,null,null,null,null,null,null,null,null,null,null,null,null,null,null,null,null,null,null,null,8688,0,0,0,0,0,0,0]
[null,null,null,null,null,null,null,null,null,null,null,null,null,null,null,null,null,null,null,null,null,null,null,null,null,null,null,8689,0,0,0,0,0,0,0]
[null,null,null,null,null,null,null,null,null,null,null,null,null,null,null,null,null,null,null,null,null,null,null,null,null,null,null,8690,0,0,0,0,0,0,0]
[null,null,null,null,null,null,null,null,null,null,null,null,null,null,null,null,null,null,null,null,null,null,null,null,null,null,null,8691,0,0,0,0,0,0,0]
[null,null,null,null,null,null,null,null,null,null,null,null,null,null,null,null,null,null,null,null,null,null,null,null,null,null,null,8692,0,0,0,0,0,0,0]
[null,null,null,null,null,null,null,null,null,null,null,null,null,null,null,null,null,null,null,null,null,null,null,null,null,null,null,8693,0,0,0,0,0,0,0]
[null,null,null,null,null,null,null,null,null,null,null,null,null,null,null,null,null,null,null,null,null,null,null,null,null,null,null,8694,0,0,0,0,0,0,0]
[null,null,null,null,null,null,null,null,null,null,null,null,null,null,null,null,null,null,null,null,null,null,null,null,null,null,null,8695,0,0,0,0,0,0,0]
[null,null,null,null,null,null,null,null,null,null,null,null,null,null,null,null,null,null,null,null,null,null,null,null,null,null,null,8696,0,0,0,0,0,0,0]
[null,null,null,null,null,null,null,null,null,null,null,null,null,null,null,null,null,null,null,null,null,null,null,null,null,null,null,8697,0,0,0,0,0,0,0]
[null,null,null,null,null,null,null,null,null,null,null,null,null,null,null,null,null,null,null,null,null,null,null,null,null,null,null,8698,0,0,0,0,0,0,0]
[null,null,null,null,null,null,null,null,null,null,null,null,null,null,null,null,null,null,null,null,null,null,null,null,null,null,null,8699,0,0,0,0,0,0,0]
[null,null,null,null,null,null,null,null,null,null,null,null,null,null,null,null,null,null,null,null,null,null,null,null,null,null,null,8700,0,0,0,0,0,0,0]
[null,null,null,null,null,null,null,null,null,null,null,null,null,null,null,null,null,null,null,null,null,null,null,null,null,null,null,8701,0,0,0,0,0,0,0]
[null,null,null,null,null,null,null,null,null,null,null,null,null,null,null,null,null,null,null,null,null,null,null,null,null,null,null,8702,0,0,0,0,0,0,0]
[null,null,null,null,null,null,null,null,null,null,null,null,null,null,null,null,null,null,null,null,null,null,null,null,null,null,null,8703,0,0,0,0,0,0,0]
[null,null,null,null,null,null,null,null,null,null,null,null,null,null,null,null,null,null,null,null,null,null,null,null,null,null,null,8704,0,0,0,0,0,0,0]
[null,null,null,null,null,null,null,null,null,null,null,null,null,null,null,null,null,null,null,null,null,null,null,null,null,null,null,8705,0,0,0,0,0,0,0]
[null,null,null,null,null,null,null,null,null,null,null,null,null,null,null,null,null,null,null,null,null,null,null,null,null,null,null,8706,0,0,0,0,0,0,{"$f":"SUM(AE8811:AH8811)","v":0}]
[null,null,null,null,null,null,null,null,null,null,null,null,null,null,null,null,null,null,null,null,null,null,null,null,null,null,null,8707,0,0,0,0,0,0,0]
[null,null,null,null,null,null,null,null,null,null,null,null,null,null,null,null,null,null,null,null,null,null,null,null,null,null,null,8708,0,0,0,0,0,0,0]
[null,null,null,null,null,null,null,null,null,null,null,null,null,null,null,null,null,null,null,null,null,null,null,null,null,null,null,8709,0,0,0,0,0,0,0]
[null,null,null,null,null,null,null,null,null,null,null,null,null,null,null,null,null,null,null,null,null,null,null,null,null,null,null,8710,0,0,0,0,0,0,0]
[null,null,null,null,null,null,null,null,null,null,null,null,null,null,null,null,null,null,null,null,null,null,null,null,null,null,null,8711,0,0,0,0,0,0,0]
[null,null,null,null,null,null,null,null,null,null,null,null,null,null,null,null,null,null,null,null,null,null,null,null,null,null,null,8712,0,0,0,0,0,0,0]
[null,null,null,null,null,null,null,null,null,null,null,null,null,null,null,null,null,null,null,null,null,null,null,null,null,null,null,8713,0,0,0,0,0,0,0]
[null,null,null,null,null,null,null,null,null,null,null,null,null,null,null,null,null,null,null,null,null,null,null,null,null,null,null,8714,0,0,0,0,0,0,0]
[null,null,null,null,null,null,null,null,null,null,null,null,null,null,null,null,null,null,null,null,null,null,null,null,null,null,null,8715,0,0,0,0,0,0,0]
[null,null,null,null,null,null,null,null,null,null,null,null,null,null,null,null,null,null,null,null,null,null,null,null,null,null,null,8716,0,0,0,0,0,0,0]
[null,null,null,null,null,null,null,null,null,null,null,null,null,null,null,null,null,null,null,null,null,null,null,null,null,null,null,8717,0,0,0,0,0,0,0]
[null,null,null,null,null,null,null,null,null,null,null,null,null,null,null,null,null,null,null,null,null,null,null,null,null,null,null,8718,0,0,0,0,0,0,0]
[null,null,null,null,null,null,null,null,null,null,null,null,null,null,null,null,null,null,null,null,null,null,null,null,null,null,null,8719,0,0,0,0,0,0,0]
[null,null,null,null,null,null,null,null,null,null,null,null,null,null,null,null,null,null,null,null,null,null,null,null,null,null,null,8720,0,0,0,0,0,0,0]
[null,null,null,null,null,null,null,null,null,null,null,null,null,null,null,null,null,null,null,null,null,null,null,null,null,null,null,8721,0,0,0,0,0,0,0]
[null,null,null,null,null,null,null,null,null,null,null,null,null,null,null,null,null,null,null,null,null,null,null,null,null,null,null,8722,0,0,0,0,0,0,0]
[null,null,null,null,null,null,null,null,null,null,null,null,null,null,null,null,null,null,null,null,null,null,null,null,null,null,null,8723,0,0,0,0,0,0,0]
[null,null,null,null,null,null,null,null,null,null,null,null,null,null,null,null,null,null,null,null,null,null,null,null,null,null,null,8724,0,0,0,0,0,0,0]
[null,null,null,null,null,null,null,null,null,null,null,null,null,null,null,null,null,null,null,null,null,null,null,null,null,null,null,8725,0,0,0,0,0,0,0]
[null,null,null,null,null,null,null,null,null,null,null,null,null,null,null,null,null,null,null,null,null,null,null,null,null,null,null,8726,0,0,0,0,0,0,0]
[null,null,null,null,null,null,null,null,null,null,null,null,null,null,null,null,null,null,null,null,null,null,null,null,null,null,null,8727,0,0,0,0,0,0,0]
[null,null,null,null,null,null,null,null,null,null,null,null,null,null,null,null,null,null,null,null,null,null,null,null,null,null,null,8728,0,0,0,0,0,0,0]
[null,null,null,null,null,null,null,null,null,null,null,null,null,null,null,null,null,null,null,null,null,null,null,null,null,null,null,8729,0,0,0,0,0,0,0]
[null,null,null,null,null,null,null,null,null,null,null,null,null,null,null,null,null,null,null,null,null,null,null,null,null,null,null,8730,0,0,0,0,0,0,0]
[null,null,null,null,null,null,null,null,null,null,null,null,null,null,null,null,null,null,null,null,null,null,null,null,null,null,null,8731,0,0,0,0,0,0,0]
[null,null,null,null,null,null,null,null,null,null,null,null,null,null,null,null,null,null,null,null,null,null,null,null,null,null,null,8732,0,0,0,0,0,0,0]
[null,null,null,null,null,null,null,null,null,null,null,null,null,null,null,null,null,null,null,null,null,null,null,null,null,null,null,8733,0,0,0,0,0,0,0]
[null,null,null,null,null,null,null,null,null,null,null,null,null,null,null,null,null,null,null,null,null,null,null,null,null,null,null,8734,0,0,0,0,0,0,0]
[null,null,null,null,null,null,null,null,null,null,null,null,null,null,null,null,null,null,null,null,null,null,null,null,null,null,null,8735,0,0,0,0,0,0,0]
[null,null,null,null,null,null,null,null,null,null,null,null,null,null,null,null,null,null,null,null,null,null,null,null,null,null,null,8736,0,0,0,0,0,0,0]
[null,null,null,null,null,null,null,null,null,null,null,null,null,null,null,null,null,null,null,null,null,null,null,null,null,null,null,8737,0,0,0,0,0,0,0]
[null,null,null,null,null,null,null,null,null,null,null,null,null,null,null,null,null,null,null,null,null,null,null,null,null,null,null,8738,0,0,0,0,0,0,0]
[null,null,null,null,null,null,null,null,null,null,null,null,null,null,null,null,null,null,null,null,null,null,null,null,null,null,null,8739,0,0,0,0,0,0,0]
[null,null,null,null,null,null,null,null,null,null,null,null,null,null,null,null,null,null,null,null,null,null,null,null,null,null,null,8740,0,0,0,0,0,0,0]
[null,null,null,null,null,null,null,null,null,null,null,null,null,null,null,null,null,null,null,null,null,null,null,null,null,null,null,8741,0,0,0,0,0,0,0]
[null,null,null,null,null,null,null,null,null,null,null,null,null,null,null,null,null,null,null,null,null,null,null,null,null,null,null,8742,0,0,0,0,0,0,0]
[null,null,null,null,null,null,null,null,null,null,null,null,null,null,null,null,null,null,null,null,null,null,null,null,null,null,null,8743,0,0,0,0,0,0,0]
[null,null,null,null,null,null,null,null,null,null,null,null,null,null,null,null,null,null,null,null,null,null,null,null,null,null,null,8744,0,0,0,0,0,0,0]
[null,null,null,null,null,null,null,null,null,null,null,null,null,null,null,null,null,null,null,null,null,null,null,null,null,null,null,8745,0,0,0,0,0,0,0]
[null,null,null,null,null,null,null,null,null,null,null,null,null,null,null,null,null,null,null,null,null,null,null,null,null,null,null,8746,0,0,0,0,0,0,0]
[null,null,null,null,null,null,null,null,null,null,null,null,null,null,null,null,null,null,null,null,null,null,null,null,null,null,null,8747,0,0,0,0,0,0,0]
[null,null,null,null,null,null,null,null,null,null,null,null,null,null,null,null,null,null,null,null,null,null,null,null,null,null,null,8748,0,0,0,0,0,0,0]
[null,null,null,null,null,null,null,null,null,null,null,null,null,null,null,null,null,null,null,null,null,null,null,null,null,null,null,8749,0,0,0,0,0,0,0]
[null,null,null,null,null,null,null,null,null,null,null,null,null,null,null,null,null,null,null,null,null,null,null,null,null,null,null,8750,0,0,0,0,0,0,0]
[null,null,null,null,null,null,null,null,null,null,null,null,null,null,null,null,null,null,null,null,null,null,null,null,null,null,null,8751,0,0,0,0,0,0,0]
[null,null,null,null,null,null,null,null,null,null,null,null,null,null,null,null,null,null,null,null,null,null,null,null,null,null,null,8752,0,0,0,0,0,0,0]
[null,null,null,null,null,null,null,null,null,null,null,null,null,null,null,null,null,null,null,null,null,null,null,null,null,null,null,8753,0,0,0,0,0,0,0]
[null,null,null,null,null,null,null,null,null,null,null,null,null,null,null,null,null,null,null,null,null,null,null,null,null,null,null,8754,0,0,0,0,0,0,0]
[null,null,null,null,null,null,null,null,null,null,null,null,null,null,null,null,null,null,null,null,null,null,null,null,null,null,null,8755,0,0,0,0,0,0,0]
[null,null,null,null,null,null,null,null,null,null,null,null,null,null,null,null,null,null,null,null,null,null,null,null,null,null,null,8756,0,0,0,0,0,0,0]
[null,null,null,null,null,null,null,null,null,null,null,null,null,null,null,null,null,null,null,null,null,null,null,null,null,null,null,8757,0,0,0,0,0,0,0]
[null,null,null,null,null,null,null,null,null,null,null,null,null,null,null,null,null,null,null,null,null,null,null,null,null,null,null,8758,0,0,0,0,0,0,0]
[null,null,null,null,null,null,null,null,null,null,null,null,null,null,null,null,null,null,null,null,null,null,null,null,null,null,null,8759,0,0,0,0,0,0,0]
[null,null,null,null,null,null,null,null,null,null,null,null,null,null,null,null,null,null,null,null,null,null,null,null,null,null,null,8760,0,0,0,0,0,0,0]

{"sheet":"Resultat","index":2,"n_rows":283,"n_cols":17,"rows_kept":283,"cut":false,"hidden":true,"merged":[]}
[]
[null,null,"Scenario 1 Zuivering with buffer"]
[null,"stromen"]
[null,"Piek Zuivering behandeling",null,"m3/uur",12.5404698555165]
[null,"Total hergebruik",null,"m3",7020]
[null,"Totale lozing",null,"m3",218]
[null,"beste oplossing per bedrijf"]
[null,"leverancier",null,null,"Waterson",null,"Agrozone",null,"Enthoven Techniek ",null,"HortiMaX",null,"WaterIQ",null,"Priva",null,"WaterQ"]
[null,"techniek",null,null,"H2O2 + UV",null,"Ozone",null,"H2O2 + UV",null,"H2O2 + UV",null,"H2O2+ozon+ katalysator",null,"H2O2 + UV",null,"H2O2 + UV"]
[null,"Zuivering capaciteit",null,"m3/uur",null,null,0.7,null,0.53,null,0.4,null,0.48,null,1.25,null,"0.75"]
[null,"Ontsmetting capaciteit",null,null,null,null,"n.v.t.",null,"n.v.t.",null,"n.v.t.",null,"n.v.t.",null,"n.v.t.",null,"n.v.t."]
[null,"Nodige zuivering buffer",null,"m3",150,null,0,null,0,null,25,null,25,null,0,null,0]
[null,"Nodige ontsmetting buffer",null,null,null,null,"n.v.t.",null,"n.v.t.",null,"n.v.t.",null,"n.v.t.",null,"n.v.t.",null,"n.v.t."]
[null,"Eenmalige prijs te betalen",null,"k€",null,null,25.995000000000001,null,17.899999999999999,null,17.649999999999999,null,22.9,null,{"$error":"#VALUE!"},null,19.725000000000001]
[null," jaarlijkse kosten"]
[null,"Afschrijving",null,"€",null,null,2599.5,null,1790,null,1765,null,2290,null,"-",null,1972.5]
[null,"Rente",null,"€",null,null,233.95500000000001,null,161.1,null,158.85,null,206.1,null,0,null,177.52500000000001]
[null,"Elektriciteit",null,"€",58.315000000000005,null,590.14779999999996,null,653.12800000000004,null,723.10600000000011,null,163.28200000000001,null,2379.252,null,349.89000000000004]
[null,"Producten",null,"€",null,null,0,null,13.08,null,63.22,null,183.12,null,39.24,null,28.34]
[null,"Onderhoud",null,"€",null,null,1050,null,1190,null,200,null,1000,null,47.96,null,1308]
[null,"Totaal per jaar",null,"€",3158.2150000000001,null,4473.6027999999997,null,3807.308,null,2910.1759999999999,null,3842.502,null,2466.4519999999998,null,3836.2550000000001]
[null,null,"Without buffer"]
[null,"leverancier",null,null,"Waterson",null,"Agrozone",null,"Enthoven Techniek ",null,"HortiMaX",null,"WaterIQ",null,"Priva",null,"WaterQ"]
[null,"techniek",null,null,"H2O2 + UV",null,"Ozone",null,"H2O2 + UV",null,"H2O2 + UV",null,"H2O2+ozon+ katalysator",null,"H2O2 + UV",null,"H2O2 + UV"]
[null,"Zuivering capaciteit",null,"m3/uur",null,null,"Maatwerk nodig",null,"Maatwerk nodig",null,"Maatwerk nodig",null,20,null,"Maatwerk nodig",null,"Maatwerk nodig"]
[null,"Ontsmetting capaciteit",null,null,null,null,"",null,"",null,"",null,"n.v.t.",null,"",null,""]
[null,"Nodige zuivering buffer",null,"m3",150,null,"bij deze",null,"bij deze",null,"bij deze",null,0,null,"bij deze",null,"bij deze"]
[null,"Nodige ontsmetting buffer",null,null,null,null,"",null,"",null,"",null,"n.v.t.",null,"",null,""]
[null,"Eenmalige prijs te betalen",null,"k€",null,null,"leverancier",null,"leverancier",null,"leverancier",null,179,null,"leverancier",null,"leverancier"]
[null," jaarlijkse kosten"]
[null,"Afschrijving",null,"€",null,null,"",null,"",null,"",null,17900,null,"",null,""]
[null,"Rente",null,"€",null,null,"",null,"",null,"",null,1611,null,"",null,""]
[null,"Elektriciteit",null,"€",58.315000000000005,null,"",null,"",null,"",null,34.988999999999997,null,"",null,""]
[null,"Producten",null,"€",null,null,"",null,"",null,"",null,183.12,null,"",null,""]
[null,"Onderhoud",null,"€",null,null,"",null,"",null,"",null,3500,null,"",null,""]
[null,"Totaal per jaar",null,"€",3158.2150000000001,null,0,null,0,null,0,null,23229.109,null,0,null,0]
[null,null,"Conbi"]
[null,"Piek Zuivering behandeling",null,"m3/uur",12.5404698555165]
[null,"Total hergebruik",null,"m3",7020]
[null,"Totale lozing",null,"m3",218]
[null,"beste oplossing per bedrijf"]
[null,"leverancier",null,null,"Waterson",null,"Agrozone",null,"Enthoven Techniek ",null,"HortiMaX",null,"WaterIQ",null,"Priva",null,"WaterQ"]
[null,"techniek",null,null,"H2O2 + UV",null,"Ozone",null,"H2O2 + UV",null,"H2O2 + UV",null,"H2O2+ozon+ katalysator",null,"H2O2 + UV",null,"H2O2 + UV"]
[null,"Zuivering capaciteit",null,"m3/uur",null,null,1.2,null,1.05,null,"Maatwerk nodig",null,0.6,null,"Maatwerk nodig",null,"Maatwerk nodig"]
[null,"Ontsmetting capaciteit",null,null,null,null,4.8,null,4.5,null,"",null,2.5,null,"",null,""]
[null,"Nodige zuivering buffer",null,"m3",60,null,0,null,0,null,"bij deze",null,0,null,"bij deze",null,"bij deze"]
[null,"Nodige ontsmetting buffer",null,null,null,null,0,null,0,null,"",null,0,null,"",null,""]
[null,"Eenmalige prijs te betalen",null,"k€",null,null,45.234999999999999,null,40.655000000000001,null,"leverancier",null,33.854999999999997,null,"leverancier",null,"leverancier"]
[null," jaarlijkse kosten"]
[null,"Afschrijving",null,"€",null,null,4523.5,null,4065.5,null,"",null,3385.5,null,"",null,""]
[null,"Rente",null,"€",null,null,407.11500000000001,null,365.89499999999998,null,"",null,304.69499999999999,null,"",null,""]
[null,"Elektriciteit",null,"€",3.21,null,4222.22,null,8117.8760000000011,null,"",null,2618.7180000000003,null,"",null,""]
[null,"Producten",null,"€",null,null,0,null,434.28,null,"",null,393.72,null,"",null,""]
[null,"Onderhoud",null,"€",null,null,1500,null,1479,null,"",null,1200,null,"",null,""]
[null,"Totaal per jaar",null,"€",null,null,10652.834999999999,null,14462.551000000001,null,0,null,7902.6330000000007,null,0,null,0]
[null,null,"Crop with buffer and Priva"]
[null,"Piek Zuivering behandeling",null,"m3/uur",13.048087038130239]
[null,"Total hergebruik",null,"m3",6968]
[null,"Totale lozing",null,"m3",12]
[null,"beste oplossing per bedrijf"]
[null,"leverancier",null,null,"Waterson",null,"Agrozone",null,"Enthoven Techniek ",null,"HortiMaX",null,"WaterIQ",null,"Priva",null,"WaterQ"]
[null,"techniek",null,null,"H2O2 + UV",null,"Ozone",null,"H2O2 + UV",null,"H2O2 + UV",null,"H2O2+ozon+ katalysator",null,"H2O2 + UV",null,"H2O2 + UV"]
[null,"Zuivering capaciteit",null,"m3/uur",null,null,0.7,null,0.53,null,0.4,null,0.48,null,3,null,"0.75"]
[null,"Ontsmetting capaciteit",null,null,null,null,"n.v.t.",null,"n.v.t.",null,"n.v.t.",null,"n.v.t.",null,"n.v.t.",null,"n.v.t."]
[null,"Nodige zuivering buffer",null,"m3",60,null,0,null,25,null,25,null,25,null,0,null,0]
[null,"Nodige ontsmetting buffer",null,null,null,null,"n.v.t.",null,"n.v.t.",null,"n.v.t.",null,"n.v.t.",null,"n.v.t.",null,"n.v.t."]
[null,"Eenmalige prijs te betalen",null,"k€",null,null,25.995000000000001,null,21.3,null,17.649999999999999,null,22.9,null,9.8000000000000007,null,19.725000000000001]
[null," jaarlijkse kosten"]
[null,"Afschrijving",null,"€",null,null,2599.5,null,2130,null,1765,null,2290,null,980,null,1972.5]
[null,"Rente",null,"€",null,null,233.95500000000001,null,191.70000000000002,null,158.85,null,206.1,null,88.2,null,177.52500000000001]
[null,"Elektriciteit",null,"€",3.21,null,32.485199999999999,null,35.951999999999998,null,39.804000000000002,null,8.9879999999999995,null,33.384000000000007,null,19.260000000000002]
[null,"Producten",null,"€",null,null,0,null,0.72,null,3.4799999999999995,null,10.08,null,4.8000000000000007,null,1.56]
[null,"Onderhoud",null,"€",null,null,1050,null,1190,null,200,null,1000,null,1.2000000000000002,null,1308]
[null,"Totaal per jaar",null,"€",691.41000000000008,null,3915.9402,null,3548.3719999999998,null,2167.134,null,3515.1679999999997,null,1107.5840000000001,null,3478.8450000000003]
[null,null,"without buffer"]
[null,"Piek Zuivering behandeling",null,"m3/uur",13.048087038130239]
[null,"Total hergebruik",null,"m3",6968]
[null,"Totale lozing",null,"m3",12]
[null,"beste oplossing per bedrijf"]
[null,"leverancier",null,null,"Waterson",null,"Agrozone",null,"Enthoven Techniek ",null,"HortiMaX",null,"WaterIQ",null,"Priva",null,"WaterQ"]
[null,"techniek",null,null,"H2O2 + UV",null,"Ozone",null,"H2O2 + UV",null,"H2O2 + UV",null,"H2O2+ozon+ katalysator",null,"H2O2 + UV",null,"H2O2 + UV"]
[null,"Zuivering capaciteit",null,"m3/uur",null,null,"Maatwerk nodig",null,"Maatwerk nodig",null,"Maatwerk nodig",null,20,null,"Maatwerk nodig",null,"Maatwerk nodig"]
[null,"Ontsmetting capaciteit",null,null,null,null,"",null,"",null,"",null,"n.v.t.",null,"",null,""]
[null,"Nodige zuivering buffer",null,"m3",60,null,"bij deze",null,"bij deze",null,"bij deze",null,0,null,"bij deze",null,"bij deze"]
[null,"Nodige ontsmetting buffer",null,null,null,null,"",null,"",null,"",null,"n.v.t.",null,"",null,""]
[null,"Eenmalige prijs te betalen",null,"k€",null,null,"leverancier",null,"leverancier",null,"leverancier",null,179,null,"leverancier",null,"leverancier"]
[null," jaarlijkse kosten"]
[null,"Afschrijving",null,"€",null,null,"",null,"",null,"",null,17900,null,"",null,""]
[null,"Rente",null,"€",null,null,"",null,"",null,"",null,1611,null,"",null,""]
[null,"Elektriciteit",null,"€",3.21,null,"",null,"",null,"",null,1.9259999999999999,null,"",null,""]
[null,"Producten",null,"€",null,null,"",null,"",null,"",null,10.08,null,"",null,""]
[null,"Onderhoud",null,"€",null,null,"",null,"",null,"",null,3500,null,"",null,""]
[null,"Totaal per jaar",null,"€",691.41000000000008,null,0,null,0,null,0,null,23023.006000000001,null,0,null,0]
[null,null,"Conmbinatie"]
[null,"Piek Zuivering behandeling",null,"m3/uur",13.048087038130239]
[null,"Total hergebruik",null,"m3",6968]
[null,"Totale lozing",null,"m3",12]
[null,"beste oplossing per bedrijf"]
[null,"leverancier",null,null,"Waterson",null,"Agrozone",null,"Enthoven Techniek ",null,"HortiMaX",null,"WaterIQ",null,"Priva",null,"WaterQ"]
[null,"techniek",null,null,"H2O2 + UV",null,"Ozone",null,"H2O2 + UV",null,"H2O2 + UV",null,"H2O2+ozon+ katalysator",null,"H2O2 + UV",null,"H2O2 + UV"]
[null,"Zuivering capaciteit",null,"m3/uur",null,null,1.2,null,1.05,null,"Maatwerk nodig",null,0.6,null,"Maatwerk nodig",null,"Maatwerk nodig"]
[null,"Ontsmetting capaciteit",null,null,null,null,4.8,null,4.5,null,"",null,2.5,null,"",null,""]
[null,"Nodige zuivering buffer",null,"m3",60,null,0,null,0,null,"bij deze",null,0,null,"bij deze",null,"bij deze"]
[null,"Nodige ontsmetting buffer",null,null,null,null,0,null,0,null,"",null,0,null,"",null,""]
[null,"Eenmalige prijs te betalen",null,"k€",null,null,36.354999999999997,null,31.774999999999999,null,"leverancier",null,24.975000000000001,null,"leverancier",null,"leverancier"]
[null," jaarlijkse kosten"]
[null,"Afschrijving",null,"€",null,null,3635.5,null,3177.5,null,"",null,2497.5,null,"",null,""]
[null,"Rente",null,"€",null,null,327.19499999999999,null,285.97500000000002,null,"",null,224.77500000000001,null,"",null,""]
[null,"Elektriciteit",null,"€",3.21,null,3753.5600000000004,null,7489.1440000000002,null,"",null,2468.1048000000001,null,"",null,""]
[null,"Producten",null,"€",null,null,0,null,418.8,null,"",null,219.12,null,"",null,""]
[null,"Onderhoud",null,"€",null,null,1500,null,1479,null,"",null,1200,null,"",null,""]
[null,"Totaal per jaar",null,"€",null,null,9216.255000000001,null,12850.419,null,0,null,6609.4998000000005,null,0,null,0]
[null,null,"Oppervalk without buffer"]
[null,"Piek Zuivering behandeling",null,"m3/uur",12.580939711033]
[null,"Total hergebruik",null,"m3",14048]
[null,"Totale lozing",null,"m3",400]
[null,"beste oplossing per bedrijf"]
[null,"leverancier",null,null,"Waterson",null,"Agrozone",null,"Enthoven Techniek ",null,"HortiMaX",null,"WaterIQ",null,"Priva",null,"WaterQ"]
[null,"techniek",null,null,"H2O2 + UV",null,"Ozone",null,"H2O2 + UV",null,"H2O2 + UV",null,"H2O2+ozon+ katalysator",null,"H2O2 + UV",null,"H2O2 + UV"]
[null,"Zuivering capaciteit",null,"m3/uur",null,null,"Maatwerk nodig",null,"Maatwerk nodig",null,"Maatwerk nodig",null,20,null,"Maatwerk nodig",null,"Maatwerk nodig"]
[null,"Ontsmetting capaciteit",null,null,null,null,"",null,"",null,"",null,"n.v.t.",null,"",null,""]
[null,"Nodige zuivering buffer",null,"m3",200,null,"bij deze",null,"bij deze",null,"bij deze",null,0,null,"bij deze",null,"bij deze"]
[null,"Nodige ontsmetting buffer",null,null,null,null,"",null,"",null,"",null,"n.v.t.",null,"",null,""]
[null,"Eenmalige prijs te betalen",null,"k€",null,null,"leverancier",null,"leverancier",null,"leverancier",null,179,null,"leverancier",null,"leverancier"]
[null," jaarlijkse kosten"]
[null,"Afschrijving",null,"€",null,null,"",null,"",null,"",null,17900,null,"",null,""]
[null,"Rente",null,"€",null,null,"",null,"",null,"",null,1611,null,"",null,""]
[null,"Elektriciteit",null,"€",107,null,"",null,"",null,"",null,64.2,null,"",null,""]
[null,"Producten",null,"€",null,null,"",null,"",null,"",null,336,null,"",null,""]
[null,"Onderhoud",null,"€",null,null,"",null,"",null,"",null,3500,null,"",null,""]
[null,"Totaal per jaar",null,"€",4283,null,0,null,0,null,0,null,23411.200000000001,null,0,null,0]
[null,null,"oppervalk 4 with buffer"]
[null,"Piek Zuivering behandeling",null,"m3/uur",12.580939711033]
[null,"Total hergebruik",null,"m3",14048]
[null,"Totale lozing",null,"m3",400]
[null,"beste oplossing per bedrijf"]
[null,"leverancier",null,null,"Waterson",null,"Agrozone",null,"Enthoven Techniek ",null,"HortiMaX",null,"WaterIQ",null,"Priva",null,"WaterQ"]
[null,"techniek",null,null,"H2O2 + UV",null,"Ozone",null,"H2O2 + UV",null,"H2O2 + UV",null,"H2O2+ozon+ katalysator",null,"H2O2 + UV",null,"H2O2 + UV"]
[null,"Zuivering capaciteit",null,"m3/uur",null,null,0.7,null,0.53,null,0.4,null,0.48,null,0.75,null,"0.75"]
[null,"Ontsmetting capaciteit",null,null,null,null,"n.v.t.",null,"n.v.t.",null,"n.v.t.",null,"n.v.t.",null,"n.v.t.",null,"n.v.t."]
[null,"Nodige zuivering buffer",null,"m3",200,null,0,null,0,null,25,null,25,null,0,null,0]
[null,"Nodige ontsmetting buffer",null,null,null,null,"n.v.t.",null,"n.v.t.",null,"n.v.t.",null,"n.v.t.",null,"n.v.t.",null,"n.v.t."]
[null,"Eenmalige prijs te betalen",null,"k€",null,null,25.995000000000001,null,17.899999999999999,null,17.649999999999999,null,22.9,null,17,null,19.725000000000001]
[null," jaarlijkse kosten"]
[null,"Afschrijving",null,"€",null,null,2599.5,null,1790,null,1765,null,2290,null,1700,null,1972.5]
[null,"Rente",null,"€",null,null,233.95500000000001,null,161.1,null,158.85,null,206.1,null,153,null,177.52500000000001]
[null,"Elektriciteit",null,"€",107,null,1082.8399999999999,null,1198.4000000000001,null,1326.8000000000002,null,299.60000000000002,null,1540.8000000000002,null,642]
[null,"Producten",null,"€",null,null,0,null,24,null,115.99999999999999,null,336,null,160,null,52]
[null,"Onderhoud",null,"€",null,null,1050,null,1190,null,200,null,1000,null,60,null,1308]
[null,"Totaal per jaar",null,"€",4283,null,4966.2950000000001,null,4363.5,null,3566.65,null,4131.7,null,3613.8,null,4152.0249999999996]
[null,null,"Combinatie"]
[null,"Piek Zuivering behandeling",null,"m3/uur",12.580939711033]
[null,"Total hergebruik",null,"m3",14048]
[null,"Totale lozing",null,"m3",400]
[null,"beste oplossing per bedrijf"]
[null,"leverancier",null,null,"Waterson",null,"Agrozone",null,"Enthoven Techniek ",null,"HortiMaX",null,"WaterIQ",null,"Priva",null,"WaterQ"]
[null,"techniek",null,null,"H2O2 + UV",null,"Ozone",null,"H2O2 + UV",null,"H2O2 + UV",null,"H2O2+ozon+ katalysator",null,"H2O2 + UV",null,"H2O2 + UV"]
[null,"Zuivering capaciteit",null,"m3/uur",null,null,1.2,null,3.5,null,"Maatwerk nodig",null,1.5,null,"Maatwerk nodig",null,"Maatwerk nodig"]
[null,"Ontsmetting capaciteit",null,null,null,null,4.8,null,14.9,null,"",null,4.5,null,"",null,""]
[null,"Nodige zuivering buffer",null,"m3",200,null,0,null,0,null,"bij deze",null,0,null,"bij deze",null,"bij deze"]
[null,"Nodige ontsmetting buffer",null,null,null,null,0,null,0,null,"",null,0,null,"",null,""]
[null,"Eenmalige prijs te betalen",null,"k€",null,null,45.234999999999999,null,68.155000000000001,null,"leverancier",null,59.405000000000001,null,"leverancier",null,"leverancier"]
[null," jaarlijkse kosten"]
[null,"Afschrijving",null,"€",null,null,4523.5,null,6815.5,null,"",null,5940.5,null,"",null,""]
[null,"Rente",null,"€",null,null,407.11500000000001,null,613.39499999999998,null,"",null,534.64499999999998,null,"",null,""]
[null,"Elektriciteit",null,"€",107,null,8371.68,null,11549.151999999998,null,"",null,3520.8992000000003,null,"",null,""]
[null,"Producten",null,"€",null,null,0,null,866.88,null,"",null,757.44,null,"",null,""]
[null,"Onderhoud",null,"€",null,null,1500,null,2577,null,"",null,1375,null,"",null,""]
[null,"Totaal per jaar",null,"€",null,null,14802.295,null,22421.927,null,0,null,12128.484200000001,null,0,null,0]
[null,null,"test 4 with buffer"]
[null,"Piek Zuivering behandeling",null,"m3/uur",25.040469855516399]
[null,"Total hergebruik",null,"m3",7020]
[null,"Totale lozing",null,"m3",232]
[null,"beste oplossing per bedrijf"]
[null,"leverancier",null,null,"Waterson",null,"Agrozone",null,"Enthoven Techniek ",null,"HortiMaX",null,"WaterIQ",null,"Priva",null,"WaterQ"]
[null,"techniek",null,null,"H2O2 + UV",null,"Ozone",null,"H2O2 + UV",null,"H2O2 + UV",null,"H2O2+ozon+ katalysator",null,"H2O2 + UV",null,"H2O2 + UV"]
[null,"Zuivering capaciteit",null,"m3/uur",null,null,0.7,null,0.53,null,0.4,null,0.48,null,1.25,null,"0.75"]
[null,"Ontsmetting capaciteit",null,null,null,null,"n.v.t.",null,"n.v.t.",null,"n.v.t.",null,"n.v.t.",null,"n.v.t.",null,"n.v.t."]
[null,"Nodige zuivering buffer",null,"m3",150,null,51,null,51,null,51,null,51,null,0,null,51]
[null,"Nodige ontsmetting buffer",null,null,null,null,"n.v.t.",null,"n.v.t.",null,"n.v.t.",null,"n.v.t.",null,"n.v.t.",null,"n.v.t."]
[null,"Eenmalige prijs te betalen",null,"k€",null,null,30.673999999999999,null,22.579000000000001,null,18.928999999999998,null,24.178999999999998,null,{"$error":"#VALUE!"},null,24.404]
[null," jaarlijkse kosten"]
[null,"Afschrijving",null,"€",null,null,3067.4,null,2257.9,null,1892.9,null,2417.9,null,"-",null,2440.4]
[null,"Rente",null,"€",null,null,276.06600000000003,null,203.21100000000001,null,170.36100000000002,null,217.61100000000002,null,0,null,219.63600000000002]
[null,"Elektriciteit",null,"€",62.06,null,628.04719999999998,null,695.07199999999989,null,769.5440000000001,null,173.76799999999997,null,2532.0479999999998,null,372.36]
[null,"Producten",null,"€",null,null,0,null,13.92,null,67.28,null,194.88,null,41.76,null,30.16]
[null,"Onderhoud",null,"€",null,null,1050,null,1190,null,200,null,1000,null,51.04,null,1308]
[null,"Totaal per jaar",null,"€",3273.96,null,5021.5132000000003,null,4360.1030000000001,null,3100.0850000000005,null,4004.1590000000001,null,2624.848,null,4370.5560000000005]
[null,null,"Test 4 Combi"]
[null,"Piek Zuivering behandeling",null,"m3/uur",25.040469855516399]
[null,"Total hergebruik",null,"m3",7020]
[null,"Totale lozing",null,"m3",232]
[null,"beste oplossing per bedrijf"]
[null,"leverancier",null,null,"Waterson",null,"Agrozone",null,"Enthoven Techniek ",null,"HortiMaX",null,"WaterIQ",null,"Priva",null,"WaterQ"]
[null,"techniek",null,null,"H2O2 + UV",null,"Ozone",null,"H2O2 + UV",null,"H2O2 + UV",null,"H2O2+ozon+ katalysator",null,"H2O2 + UV",null,"H2O2 + UV"]
[null,"Zuivering capaciteit",null,"m3/uur",null,null,1.2,null,1.05,null,"Maatwerk nodig",null,0.6,null,"Maatwerk nodig",null,"Maatwerk nodig"]
[null,"Ontsmetting capaciteit",null,null,null,null,4.8,null,4.5,null,"",null,2.5,null,"",null,""]
[null,"Nodige zuivering buffer",null,"m3",null,null,0,null,0,null,"bij deze",null,51,null,"bij deze",null,"bij deze"]
[null,"Nodige ontsmetting buffer",null,null,null,null,0,null,0,null,"",null,0,null,"",null,""]
[null,"Eenmalige prijs te betalen",null,"k€",null,null,37.793500000000002,null,33.213500000000003,null,"leverancier",null,31.092500000000001,null,"leverancier",null,"leverancier"]
[null," jaarlijkse kosten"]
[null,"Afschrijving",null,"€",null,null,3779.35,null,3321.35,null,"",null,3109.25,null,"",null,""]
[null,"Rente",null,"€",null,null,340.14150000000001,null,298.92149999999998,null,"",null,279.83249999999998,null,"",null,""]
[null,"Elektriciteit",null,"€",null,null,4252.18,null,8156.8240000000005,null,"",null,2627.7059999999997,null,"",null,""]
[null,"Producten",null,"€",null,null,0,null,435.12,null,"",null,405.48,null,"",null,""]
[null,"Onderhoud",null,"€",null,null,1500,null,1479,null,"",null,1200,null,"",null,""]
[null,"Totaal per jaar",null,"€",null,null,9871.6715000000004,null,13691.2155,null,0,null,7622.2685000000001,null,0,null,0]
[null,null,"test 5 with buffer"]
[null,"Piek Zuivering behandeling",null,"m3/uur",25.040469855516399]
[null,"Total hergebruik",null,"m3",7020]
[null,"Totale lozing",null,"m3",24]
[null,"beste oplossing per bedrijf"]
[null,"leverancier",null,null,"Waterson",null,"Agrozone",null,"Enthoven Techniek ",null,"HortiMaX",null,"WaterIQ",null,"Priva",null,"WaterQ"]
[null,"techniek",null,null,"H2O2 + UV",null,"Ozone",null,"H2O2 + UV",null,"H2O2 + UV",null,"H2O2+ozon+ katalysator",null,"H2O2 + UV",null,"H2O2 + UV"]
[null,"Zuivering capaciteit",null,"m3/uur",null,null,0.7,null,0.53,null,0.4,null,0.48,null,1.25,null,"0.75"]
[null,"Ontsmetting capaciteit",null,null,null,null,"n.v.t.",null,"n.v.t.",null,"n.v.t.",null,"n.v.t.",null,"n.v.t.",null,"n.v.t."]
[null,"Nodige zuivering buffer",null,"m3",60,null,51,null,51,null,51,null,51,null,0,null,51]
[null,"Nodige ontsmetting buffer",null,null,null,null,"n.v.t.",null,"n.v.t.",null,"n.v.t.",null,"n.v.t.",null,"n.v.t.",null,"n.v.t."]
[null,"Eenmalige prijs te betalen",null,"k€",null,null,30.673999999999999,null,22.579000000000001,null,18.928999999999998,null,24.178999999999998,null,{"$error":"#VALUE!"},null,24.404]
[null," jaarlijkse kosten"]
[null,"Afschrijving",null,"€",null,null,3067.4,null,2257.9,null,1892.9,null,2417.9,null,"-",null,2440.4]
[null,"Rente",null,"€",null,null,276.06600000000003,null,203.21100000000001,null,170.36100000000002,null,217.61100000000002,null,0,null,219.63600000000002]
[null,"Elektriciteit",null,"€",6.42,null,64.970399999999998,null,71.903999999999996,null,79.608000000000004,null,17.975999999999999,null,261.93599999999998,null,38.520000000000003]
[null,"Producten",null,"€",null,null,0,null,1.44,null,6.9599999999999991,null,20.16,null,4.32,null,3.12]
[null,"Onderhoud",null,"€",null,null,1050,null,1190,null,200,null,1000,null,5.28,null,1308]
[null,"Totaal per jaar",null,"€",838.62,null,4458.4364000000005,null,3724.4549999999999,null,2349.8290000000002,null,3673.6469999999999,null,271.53599999999994,null,4009.6759999999999]
[null,null,"test 5 without buffer"]
[null,"Piek Zuivering behandeling",null,"m3/uur",25.040469855516399]
[null,"Total hergebruik",null,"m3",7020]
[null,"Totale lozing",null,"m3",24]
[null,"beste oplossing per bedrijf"]
[null,"leverancier",null,null,"Waterson",null,"Agrozone",null,"Enthoven Techniek ",null,"HortiMaX",null,"WaterIQ",null,"Priva",null,"WaterQ"]
[null,"techniek",null,null,"H2O2 + UV",null,"Ozone",null,"H2O2 + UV",null,"H2O2 + UV",null,"H2O2+ozon+ katalysator",null,"H2O2 + UV",null,"H2O2 + UV"]
[null,"Zuivering capaciteit",null,"m3/uur",null,null,"Maatwerk nodig",null,"Maatwerk nodig",null,"Maatwerk nodig",null,30,null,"Maatwerk nodig",null,"Maatwerk nodig"]
[null,"Ontsmetting capaciteit",null,null,null,null,"",null,"",null,"",null,"n.v.t.",null,"",null,""]
[null,"Nodige zuivering buffer",null,"m3",60,null,"bij deze",null,"bij deze",null,"bij deze",null,0,null,"bij deze",null,"bij deze"]
[null,"Nodige ontsmetting buffer",null,null,null,null,"",null,"",null,"",null,"n.v.t.",null,"",null,""]
[null,"Eenmalige prijs te betalen",null,"k€",null,null,"leverancier",null,"leverancier",null,"leverancier",null,260.45350000000002,null,"leverancier",null,"leverancier"]
[null," jaarlijkse kosten"]
[null,"Afschrijving",null,"€",null,null,"",null,"",null,"",null,26045.35,null,"",null,""]
[null,"Rente",null,"€",null,null,"",null,"",null,"",null,2344.0814999999998,null,"",null,""]
[null,"Elektriciteit",null,"€",6.42,null,"",null,"",null,"",null,3.8519999999999999,null,"",null,""]
[null,"Producten",null,"€",null,null,"",null,"",null,"",null,20.16,null,"",null,""]
[null,"Onderhoud",null,"€",null,null,"",null,"",null,"",null,5250,null,"",null,""]
[null,"Totaal per jaar",null,"€",838.62,null,0,null,0,null,0,null,33663.443499999994,null,0,null,0]
[null,null,"test 5 with buffer en Priva"]
[null,"Piek Zuivering behandeling",null,"m3/uur",25.040469855516399]
[null,"Total hergebruik",null,"m3",7020]
[null,"Totale lozing",null,"m3",24]
[null,"beste oplossing per bedrijf"]
[null,"leverancier",null,null,"Waterson",null,"Agrozone",null,"Enthoven Techniek ",null,"HortiMaX",null,"WaterIQ",null,"Priva",null,"WaterQ"]
[null,"techniek",null,null,"H2O2 + UV",null,"Ozone",null,"H2O2 + UV",null,"H2O2 + UV",null,"H2O2+ozon+ katalysator",null,"H2O2 + UV",null,"H2O2 + UV"]
[null,"Zuivering capaciteit",null,"m3/uur",null,null,0.7,null,0.53,null,0.4,null,0.48,null,3,null,"0.75"]
[null,"Ontsmetting capaciteit",null,null,null,null,"n.v.t.",null,"n.v.t.",null,"n.v.t.",null,"n.v.t.",null,"n.v.t.",null,"n.v.t."]
[null,"Nodige zuivering buffer",null,"m3",60,null,51,null,51,null,51,null,51,null,0,null,51]
[null,"Nodige ontsmetting buffer",null,null,null,null,"n.v.t.",null,"n.v.t.",null,"n.v.t.",null,"n.v.t.",null,"n.v.t.",null,"n.v.t."]
[null,"Eenmalige prijs te betalen",null,"k€",null,null,30.673999999999999,null,22.579000000000001,null,18.928999999999998,null,24.178999999999998,null,11.253500000000001,null,24.404]
[null," jaarlijkse kosten"]
[null,"Afschrijving",null,"€",null,null,3067.4,null,2257.9,null,1892.9,null,2417.9,null,1125.3499999999999,null,2440.4]
[null,"Rente",null,"€",null,null,276.06600000000003,null,203.21100000000001,null,170.36100000000002,null,217.61100000000002,null,101.28149999999999,null,219.63600000000002]
[null,"Elektriciteit",null,"€",6.42,null,64.970399999999998,null,71.903999999999996,null,79.608000000000004,null,17.975999999999999,null,66.768000000000015,null,38.520000000000003]
[null,"Producten",null,"€",null,null,0,null,1.44,null,6.9599999999999991,null,20.16,null,9.6000000000000014,null,3.12]
[null,"Onderhoud",null,"€",null,null,1050,null,1190,null,200,null,1000,null,2.4000000000000004,null,1308]
[null,"Totaal per jaar",null,"€",838.62,null,4458.4364000000005,null,3724.4549999999999,null,2349.8290000000002,null,3673.6469999999999,null,1305.3995,null,4009.6759999999999]
[null,null,"test 5 combi"]
[null,"Piek Zuivering behandeling",null,"m3/uur",25.040469855516399]
[null,"Total hergebruik",null,"m3",7020]
[null,"Totale lozing",null,"m3",24]
[null,"beste oplossing per bedrijf"]
[null,"leverancier",null,null,"Waterson",null,"Agrozone",null,"Enthoven Techniek ",null,"HortiMaX",null,"WaterIQ",null,"Priva",null,"WaterQ"]
[null,"techniek",null,null,"H2O2 + UV",null,"Ozone",null,"H2O2 + UV",null,"H2O2 + UV",null,"H2O2+ozon+ katalysator",null,"H2O2 + UV",null,"H2O2 + UV"]
[null,"Zuivering capaciteit",null,"m3/uur",null,null,"Maatwerk nodig",null,"Maatwerk nodig",null,"Maatwerk nodig",null,"Maatwerk nodig",null,"Maatwerk nodig",null,"Maatwerk nodig"]
[null,"Ontsmetting capaciteit",null,null,null,null,"",null,"",null,"",null,"",null,"",null,""]
[null,"Nodige zuivering buffer",null,"m3",null,null,"bij deze",null,"bij deze",null,"bij deze",null,"bij deze",null,"bij deze",null,"bij deze"]
[null,"Nodige ontsmetting buffer",null,null,null,null,"",null,"",null,"",null,"",null,"",null,""]
[null,"Eenmalige prijs te betalen",null,"k€",null,null,"leverancier",null,"leverancier",null,"leverancier",null,"leverancier",null,"leverancier",null,"leverancier"]
[null," jaarlijkse kosten"]
[null,"Afschrijving",null,"€",null,null,"",null,"",null,"",null,"",null,"",null,""]
[null,"Rente",null,"€",null,null,"",null,"",null,"",null,"",null,"",null,""]
[null,"Elektriciteit",null,"€",null,null,"",null,"",null,"",null,"",null,"",null,""]
[null,"Producten",null,"€",null,null,"",null,"",null,"",null,"",null,"",null,""]
[null,"Onderhoud",null,"€",null,null,"",null,"",null,"",null,"",null,"",null,""]
[null,"Totaal per jaar",null,"€",null,null,0,null,0,null,0,null,0,null,0,null,0]